{"text_format":"1","workbook":"xlsx","n_sheets":3,"sheets":["List1","List2","List3"],"not_rendered":{"charts":0,"images":0,"macros":1,"external_links":0,"defined_names":1,"comments":0,"pivot_tables":0},"unopened":[],"bounds":{"document_bytes":16777216,"sheet_cells":100000,"rows_first":2000,"rows_last":500,"rows_between":2000,"halvings":0,"cell_chars":16384,"cell_head_chars":4096},"cells_cut":0,"cells_raw":0,"read":"whole","date_system":"1900"}

{"sheet":"List1","index":0,"n_rows":5716,"n_cols":18,"rows_kept":5716,"cut":false,"hidden":false,"merged":[]}
["Datum Podání","Vydáno  povolení","Nabytí právní moci","Řízení přerušeno","Zamítnuto","Sp.Zn.\n","Provozovatel","Vlastník","IČME","Předmět provozování","Okres","Poznámka","ORP","Obec","Majetek","Odborný zástupce provozovatele","Zdroj vody","balík"]
["2001-12-13","2002-03-18","2002-04-08","2002-01-15",null,"1467/01/Ža","Obec Osek","Obec Osek",null,"Vodovod – Osek, Malá Turná, Jemnice","Strakonice","změna 45276/2011","Strakonice","Osek","vodovod","Petr Bašta","Podzemní voda","KUCBAWZ0DRT1"]
["2001-12-13","2002-03-18","2002-04-08","2002-01-15",null,"1467/01/Ža","Obec Osek","Obec Osek",null,"Kanalizace – Osek, Petrovice, Rohozná, Jemnice, Malá Turná",null,"změna 45276/2011","Strakonice","Osek","kanalizace","Petr Bašta",null,"KUCBAWZ0DRT1"]
["2011-12-08","2012-01-02","2012-01-20",null,null,"45276/2011","Obec Osek","Obec Osek","3111-712914-00251631-1/1","PŘ Osek",null,"změna 141455/2024, 141167/2025","Strakonice","Osek","vodovod","Ing. Luděk Míka",null,"KUCBAWZ0DRT1"]
["2011-12-08","2012-01-02","2012-01-20",null,null,"45276/2011","Obec Osek","Obec Osek","3111-712914-00251631-1/2","RVS Osek",null,"změna 141455/2024, 141167/2025","Strakonice","Osek","vodovod","Ing. Luděk Míka",null,"KUCBAWZ0DRT1"]
["2011-12-08","2012-01-02","2012-01-20",null,null,"45276/2011","Obec Osek","Obec Osek","3111-712914-00251631-2/1","ÚV Osek",null,"změna 141455/2024, 141167/2025","Strakonice","Osek","vodovod","Ing. Luděk Míka",null,"KUCBAWZ0DRT1"]
["2011-12-08","2012-01-02","2012-01-20",null,null,"45276/2011","Obec Osek","Obec Osek","3111-712914-00251631-3/1","Stoková síť Osek",null,"změna 141455/2024, 141167/2025","Strakonice","Osek","kanalizace","Ing. Luděk Míka",null,"KUCBAWZ0DRT1"]
["2011-12-08","2012-01-02","2012-01-20",null,null,"45276/2011","Obec Osek","Obec Osek","3111-742104-00251631-3/1","Stoková síť Rohozná",null,"změna 141455/2024, 141167/2025","Strakonice","Osek","kanalizace","Ing. Luděk Míka",null,"KUCBAWZ0DRT1"]
["2011-12-08","2012-01-02","2012-01-20",null,null,"45276/2011","Obec Osek","Obec Osek","3111-712914-00251631-4/1","ČOV Osek",null,"změna 141455/2024, 141167/2025","Strakonice","Osek","kanalizace","Ing. Luděk Míka",null,"KUCBAWZ0DRT1"]
["2024-12-03","2024-12-20","2025-01-22",null,null,"141455/2024","Obec Osek","Obec Osek","3111-712922-00251631-1/1","RVS Petrovice",null,"změna 141167/2025","Strakonice","Osek","vodovod","Ing. Luděk Míka"]
["2025-12-18",null,null,null,null,"141167/2025","Obec Osek","Obec Osek","3111-742104-00251631-1/1","RVS Rohozná",null,null,"Strakonice","Osek","vodovod","Ing. Luděk Míka"]
["2001-12-19",null,"2002-08-28","2002-01-22","2002-08-06","1533/01/Ža","Jihostroj a.s.","Jihostroj a.s.",null,"Vodovod - v areálech Velešín, Kaplice, Český Krumlov","Český Krumlov",null,null,null,null,null,null,"KUCBAWZ0DRT1"]
["2001-12-19",null,"2002-08-28","2002-01-22","2002-08-06","1533/01/Ža","Jihostroj a.s.","Jihostroj a.s.",null,"Kanalizace - v areálech Velešín, Kaplice, Český Krumlov",null,null,null,null,null,null,null,"KUCBAWZ0DRT1"]
["2002-01-09","2002-03-11","2002-03-30",null,null,"0130/02/Ža","Obec Kájov","Obec Kájov",null,"Kájov ČOV, Kájov-Křenov ČOV","Český Krumlov","změna 20672/2014","Český Krumlov","Kájov","kanalizace","Ivan Jakubec",null,"KUCBAWZ0DRT1"]
["2002-01-09","2002-03-11","2002-03-30",null,null,"0130/02/Ža","Obec Kájov","Obec Kájov",null,"Kájov-starý vodojem, Kájov-nový vodojem, Kájov-vodovod Křenov, Kájov-vodovod Novosedly",null,"změna 20672/2014","Český Krumlov","Kájov","vodovod","Ivan Jakubec","Podzemní voda","KUCBAWZ0DRT1"]
["2014-03-27","2014-04-24","2014-05-13",null,null,"20672/2014","Obec Kájov","Obec Kájov","3103-662038-00245933-1/1","Kájov vodovod: RVS z ÚV do Kájova a Kladného",null,"zrušeno 54080/2025","Český Krumlov","Kájov","vodovod","Ing. Radek Mára",null,"KUCBAWZ0DRT1"]
["2014-03-27","2014-04-24","2014-05-13",null,null,"20672/2014","Obec Kájov","Obec Kájov","3103-662038-00245933-1/2","Kájov vodovod: přiváděcí řad od HJ3",null,"změna 54080/2025","Český Krumlov","Kájov","vodovod","Ing. Radek Mára",null,"KUCBAWZ0DRT1"]
["2014-03-27","2014-04-24","2014-05-13",null,null,"20672/2014","Obec Kájov","Obec Kájov","3103-662038-00245933-1/3","Kájov vodovod: RVS do Kájova (z VDJ Křenov)",null,"změna 54080/2025","Český Krumlov","Kájov","vodovod","Ing. Radek Mára",null,"KUCBAWZ0DRT1"]
["2014-03-27","2014-04-24","2014-05-13",null,null,"20672/2014","Obec Kájov","Obec Kájov","3103-662038-00245933-1/4","Kájov vodovod: přiváděcí řad od studní do VDJ",null,"změna 54080/2025","Český Krumlov","Kájov","vodovod","Ing. Radek Mára",null,"KUCBAWZ0DRT1"]
["2014-03-27","2014-04-24","2014-05-13",null,null,"20672/2014","Obec Kájov","Obec Kájov","3103-662038-00245933-1/5","Kájov vodovod: RVS z Přelštic",null,"změna 54080/2025","Český Krumlov","Kájov","vodovod","Ing. Radek Mára",null,"KUCBAWZ0DRT1"]
["2014-03-27","2014-04-24","2014-05-13",null,null,"20672/2014","Obec Kájov","Obec Kájov","3103-662038-00245933-2/1","Kájov vodovod: úpravna vody + zdroje S1, S2, S3, HJ3",null,"změna 54080/2025","Český Krumlov","Kájov","vodovod","Ing. Radek Mára",null,"KUCBAWZ0DRT1"]
["2014-03-27","2014-04-24","2014-05-13",null,null,"20672/2014","Obec Kájov","Obec Kájov","3103-662038-00245933-3/1","Kájov kanalizace: stoková síť",null,"změna 54080/2025","Český Krumlov","Kájov","kanalizace","Ing. Radek Mára",null,"KUCBAWZ0DRT1"]
["2014-03-27","2014-04-24","2014-05-13",null,null,"20672/2014","Obec Kájov","Obec Kájov","3103-662038-00245933-4/1","Kájov kanalizace: ČOV",null,"změna 54080/2025","Český Krumlov","Kájov","kanalizace","Ing. Radek Mára",null,"KUCBAWZ0DRT1"]
["2014-03-27","2014-04-24","2014-05-13",null,null,"20672/2014","Obec Kájov","Obec Kájov","3103-662046-00245933-1/1","Křenov vodovod: přiváděcí řad z HJ1 do VDJ",null,"změna 54080/2025","Český Krumlov","Kájov","vodovod","Ing. Radek Mára",null,"KUCBAWZ0DRT1"]
["2014-03-27","2014-04-24","2014-05-13",null,null,"20672/2014","Obec Kájov","Obec Kájov","3103-662046-00245933-1/2","Křenov vodovod: RVS z VDJ Křenov",null,"změna 54080/2025","Český Krumlov","Kájov","vodovod","Ing. Radek Mára",null,"KUCBAWZ0DRT1"]
["2014-03-27","2014-04-24","2014-05-13",null,null,"20672/2014","Obec Kájov","Obec Kájov","3103-662046-00245933-2/1","Křenov vodovod: vrt HJ1",null,"změna 54080/2025","Český Krumlov","Kájov","vodovod","Ing. Radek Mára",null,"KUCBAWZ0DRT1"]
["2014-03-27","2014-04-24","2014-05-13",null,null,"20672/2014","Obec Kájov","Obec Kájov","3103-662046-00245933-3/1","Křenov kanalizace:  stoková síť",null,"změna 54080/2025","Český Krumlov","Kájov","kanalizace","Ing. Radek Mára",null,"KUCBAWZ0DRT1"]
["2014-03-27","2014-04-24","2014-05-13",null,null,"20672/2014","Obec Kájov","Obec Kájov","3103-662046-00245933-4/1","Křenov kanalizace: ČOV",null,"změna 54080/2025","Český Krumlov","Kájov","kanalizace","Ing. Radek Mára",null,"KUCBAWZ0DRT1"]
["2014-03-27","2014-04-24","2014-05-13",null,null,"20672/2014","Obec Kájov","Obec Kájov","3103-662062-00245933-1/1","Novosedly vodovod: RVS z ÚV Kájov",null,"změna 54080/2025","Český Krumlov","Kájov","vodovod","Ing. Radek Mára",null,"KUCBAWZ0DRT1"]
["2025-04-30","2025-05-22","2025-06-12",null,null,"54080/2025","Obec Kájov","Obec Kájov","3103-662038-00245933-1/6","Kájov vodovod: RVS z ÚV do Kájova a Kladného",null,null,"Český Krumlov","Kájov","vodovod"]
["2002-01-11","2002-03-12","2002-03-30",null,null,"0159/02/Ža","Obec Věžovatá Pláně","Obec Věžovatá Pláně",null,"Vodovod  Věžovatá Pláně","Český Krumlov","změna 57399/2013","Český Krumlov","Věžovatá Pláně","vodovod","František Volf","Předávaná voda","KUCBAWZ0DRT1"]
["2013-10-17","2013-11-20","2013-12-10",null,null,"57399/2013","Obec Věžovatá Pláně","Obec Věžovatá Pláně","3103-793680-00665649-1/1","Vodovod  Věžovatá Pláně",null,"zrušení 145022/2018","Český Krumlov","Věžovatá Pláně","vodovod","Ing. Radek Mára",null,"KUCBAWZ0DRT1"]
["2013-10-17","2013-11-20","2013-12-10",null,null,"57399/2013","Obec Věžovatá Pláně","Obec Věžovatá Pláně","3103-793680-00665649-4/1","ČOV  Věžovatá Pláně",null,"změna 145022/2018","Český Krumlov","Věžovatá Pláně","kanalizace","Ing. Radek Mára",null,"KUCBAWZ0DRT1"]
["2013-10-17","2013-11-20","2013-12-10",null,null,"57399/2013","Obec Věžovatá Pláně","Obec Věžovatá Pláně","3103-793680-00665649-3/1","Kanalizace  Věžovatá Pláně",null,"změna 145022/2018","Český Krumlov","Věžovatá Pláně","kanalizace","Ing. Radek Mára",null,"KUCBAWZ0DRT1"]
["2018-11-27","2020-01-16","2020-02-14",null,null,"145022/2018","Obec Věžovatá Pláně","Obec Věžovatá Pláně","3103-793680-00665649-1/1","Přiváděcí řad V. Pláně",null,null,"Český Krumlov","Věžovatá Pláně","vodovod","Ing. Radek Mára"]
["2018-11-27","2020-01-16","2020-02-14",null,null,"145022/2018","Obec Věžovatá Pláně","Obec Věžovatá Pláně","3103-793680-00665649-1/2","Přiváděcí řad D. Pláně",null,null,"Český Krumlov","Věžovatá Pláně","vodovod","Ing. Radek Mára"]
["2018-11-27","2020-01-16","2020-02-14",null,null,"145022/2018","Obec Věžovatá Pláně","Obec Věžovatá Pláně","3103-793680-00665649-1/3","Vodovod V. Pláně",null,null,"Český Krumlov","Věžovatá Pláně","vodovod","Ing. Radek Mára"]
["2018-11-27","2020-01-16","2020-02-14",null,null,"145022/2018","Obec Věžovatá Pláně","Obec Věžovatá Pláně","3103-793680-00665649-1/4","Vodovod D. Pláně",null,null,"Český Krumlov","Věžovatá Pláně","vodovod","Ing. Radek Mára"]
["2002-01-16","2002-03-11","2002-03-30",null,null,"0177/02/Ža","Obec Nová Ves","Obec Nová Ves",null,"Vodovod Nová Ves","Český Krumlov","změna 4574/2012","Český Krumlov","Nová Ves","vodovod","Václav Hošna","Podzemní voda","KUCBAWZ0DRT1"]
["2002-01-16","2002-03-11","2002-03-30",null,null,"0177/02/Ža","Obec Nová Ves","Obec Nová Ves",null,"Kanalizace Nová Ves",null,"změna 4574/2012","Český Krumlov","Nová Ves","kanalizace","Václav Hošna",null,"KUCBAWZ0DRT1"]
["2012-02-22","2012-03-20","2012-04-06",null,null,"4574/2012","Obec Nová Ves","Obec Nová Ves","3103-705497-00475491-1/1","PŘ vodojem Nová Ves V Horách",null,null,"Český Krumlov","Nová Ves","vodovod","Michal Valenta",null,"KUCBAWZ0DRT1"]
["2012-02-22","2012-03-20","2012-04-06",null,null,"4574/2012","Obec Nová Ves","Obec Nová Ves","3103-705497-00475491-1/2","PŘ vodojem Nová Ves U Podroužků",null,null,"Český Krumlov","Nová Ves","vodovod","Michal Valenta",null,"KUCBAWZ0DRT1"]
["2012-02-22","2012-03-20","2012-04-06",null,null,"4574/2012","Obec Nová Ves","Obec Nová Ves","3103-705497-00475491-1/3","RVS Nová Ves",null,null,"Český Krumlov","Nová Ves","vodovod","Michal Valenta",null,"KUCBAWZ0DRT1"]
["2012-02-22","2012-03-20","2012-04-06",null,null,"4574/2012","Obec Nová Ves","Obec Nová Ves","3103-705497-00475491-2/1","Prameniště V Horách a U Podroužků",null,null,"Český Krumlov","Nová Ves","vodovod","Michal Valenta",null,"KUCBAWZ0DRT1"]
["2012-02-22","2012-03-20","2012-04-06",null,null,"4574/2012","Obec Nová Ves","Obec Nová Ves","3103-705497-00475491-3/1","SS Nová Ves",null,null,"Český Krumlov","Nová Ves","kanalizace","Michal Valenta",null,"KUCBAWZ0DRT1"]
["2012-02-22","2012-03-20","2012-04-06",null,null,"4574/2012","Obec Nová Ves","Obec Nová Ves","3103-705497-00475491-4/1","ČOV Nová Ves",null,null,"Český Krumlov","Nová Ves","kanalizace","Michal Valenta",null,"KUCBAWZ0DRT1"]
["2002-01-21","2002-03-12","2002-04-02",null,null,"0207/02/Ža","Obec Malonty","Obec Malonty",null,"Vodovod Bělá u Malont","Český Krumlov",null,"Kaplice","Malonty","vodovod","Vladimír Malý","Podzemní voda","KUCBAWZ0DRT1"]
["2003-12-18","2004-01-09","2004-01-29",null,null,"9069/03","Obec Malonty","Obec Malonty","3106-691119-00245992-2/1","ÚV Jaroměř",null,"zrušeno rozhodnutím 1227/2010","Kaplice","Malonty","vodovod","Vladimír Malý","podzemní","KUCBAWZ0DSHI"]
["2003-12-18","2004-01-09","2004-01-29",null,null,"9069/03","Obec Malonty","Obec Malonty","3106-691119-00245992-1/1","PŘ „A“",null,"zrušeno rozhodnutím 1227/2010","Kaplice","Malonty","vodovod","Vladimír Malý","podzemní","KUCBAWZ0DSHI"]
["2003-12-18","2004-01-09","2004-01-29",null,null,"9069/03","Obec Malonty","Obec Malonty","3106-691119-00245992-1/2","PŘ „B“",null,"zrušeno rozhodnutím 1227/2010","Kaplice","Malonty","vodovod","Vladimír Malý","podzemní","KUCBAWZ0DSHI"]
["2003-12-18","2004-01-09","2004-01-29",null,null,"9069/03","Obec Malonty","Obec Malonty","3106-691119-00245992-1/3","PŘ„C“",null,"zrušeno rozhodnutím 1227/2010","Kaplice","Malonty","vodovod","Vladimír Malý","podzemní","KUCBAWZ0DSHI"]
["2003-12-18","2004-01-09","2004-01-29",null,null,"9069/03","Obec Malonty","Obec Malonty","3106-691119-00245992-1/4","PŘ„D“",null,"zrušeno rozhodnutím 1227/2010","Kaplice","Malonty","vodovod","Vladimír Malý","podzemní","KUCBAWZ0DSHI"]
["2003-12-18","2004-01-09","2004-01-29",null,null,"9069/03","Obec Malonty","Obec Malonty","3106-691119-00245992-1/5","RVS Jaroměř",null,"zrušeno rozhodnutím 1227/2010","Kaplice","Malonty","vodovod","Vladimír Malý","podzemní","KUCBAWZ0DSHI"]
["2003-12-18","2004-01-09","2004-01-29",null,null,"9069/03","Obec Malonty","Obec Malonty","3106-691097-00245992-2/1","ÚV Bělá",null,"zrušeno rozhodnutím 1227/2010","Kaplice","Malonty","vodovod","Vladimír Malý","podzemní","KUCBAWZ0DSHI"]
["2003-12-18","2004-01-09","2004-01-29",null,null,"9069/03","Obec Malonty","Obec Malonty","3106-691097-00245992-1/2","RVS Bělá",null,"zrušeno rozhodnutím 1227/2010","Kaplice","Malonty","vodovod","Vladimír Malý","podzemní","KUCBAWZ0DSHI"]
["2003-12-18","2004-01-09","2004-01-29",null,null,"9069/03","Obec Malonty","Obec Malonty","3106-691097-00245992-1/1","PŘ S1 - Bělá",null,"zrušeno rozhodnutím 1227/2010","Kaplice","Malonty","vodovod","Vladimír Malý","podzemní","KUCBAWZ0DSHI"]
["2003-12-18","2004-01-09","2004-01-29",null,null,"9069/03","Obec Malonty","Obec Malonty","3106-691127-00245992-3/1","Stok. Síť Malonty",null,null,"Kaplice","Malonty","kanalizace","Vladimír Malý",null,"KUCBAWZ0DSHI"]
["2003-12-18","2004-01-09","2004-01-29",null,null,"9069/03","Obec Malonty","Obec Malonty","3106-691127-00245992-4/1","ČOV Malonty",null,null,"Kaplice","Malonty","kanalizace","Vladimír Malý",null,"KUCBAWZ0DSHI"]
["2003-10-20","2003-11-20","2003-12-09",null,null,"7468/03","ČEVAK a.s.","Obec Malonty","3106-691135-00245992-2/1","Úpravna vody Malonty",null,"zrušeno 134487/2023","Kaplice","Malonty","vodovod","Ing. Olga Štíchová",null,"KUCBAWZ0DS3G"]
["2003-10-20","2003-11-20","2003-12-09",null,null,"7468/03","ČEVAK a.s.","Obec Malonty","3106-691127-00245992-2/1","ČS s objektem odkysel. zařízení a staré prameniště Malonty (studny S1-S7)",null,"zrušeno 134487/2023","Kaplice","Malonty","vodovod","Ing. Olga Štíchová",null,"KUCBAWZ0DS3G"]
["2003-10-20","2003-11-20","2003-12-09",null,null,"7468/03","ČEVAK a.s.","Obec Malonty","3106-691097-00245992-2/1","objekty nových studní S1-S5 (prameniště Bělá u Malont) pro ÚV Malonty ",null,"zrušeno 134487/2023","Kaplice","Malonty","vodovod","Ing. Olga Štíchová",null,"KUCBAWZ0DS3G"]
["2003-10-20","2003-11-20","2003-12-09",null,null,"7468/03","ČEVAK a.s.","Obec Malonty","3106-691135-00245992-1/1","PŘ z Pohořského potoka přes ČS do ÚV Malonty",null,"zrušeno 134487/2023","Kaplice","Malonty","vodovod","Ing. Olga Štíchová",null,"KUCBAWZ0DS3G"]
["2003-10-20","2003-11-20","2003-12-09",null,null,"7468/03","ČEVAK a.s.","Obec Malonty","3106-691135-00245992-1/2","PŘ z nových studní S1až S5 do ÚV Malonty",null,"zrušeno 134487/2023","Kaplice","Malonty","vodovod","Ing. Olga Štíchová",null,"KUCBAWZ0DS3G"]
["2003-10-20","2003-11-20","2003-12-09",null,null,"7468/03","ČEVAK a.s.","Obec Malonty","3106-691127-00245992-1/1","PŘ ze starého prameniště Malonty k RVS Malonty",null,"zrušeno 134487/2023","Kaplice","Malonty","vodovod","Ing. Olga Štíchová",null,"KUCBAWZ0DS3G"]
["2003-10-20","2003-11-20","2003-12-09",null,null,"7468/03","ČEVAK a.s.","Obec Malonty","3106-691127-00245992-1/2","PŘ z ÚV Malonty k odbočce – PŘ Maziříčí a RVS Malonty",null,"zrušeno 134487/2023","Kaplice","Malonty","vodovod","Ing. Olga Štíchová",null,"KUCBAWZ0DS3G"]
["2003-10-20","2003-11-20","2003-12-09",null,null,"7468/03","ČEVAK a.s.","Obec Malonty","3106-691135-00245992-1/3","PŘ od odbočky na Meziříčí k RVS Meziříčí",null,"zrušeno 134487/2023","Kaplice","Malonty","vodovod","Ing. Olga Štíchová",null,"KUCBAWZ0DS3G"]
["2003-10-20","2003-11-20","2003-12-09",null,null,"7468/03","ČEVAK a.s.","Obec Malonty","3106-691127-00245992-1/3","RVS - Malonty",null,"zrušeno 134487/2023","Kaplice","Malonty","vodovod","Ing. Olga Štíchová",null,"KUCBAWZ0DS3G"]
["2003-10-20","2003-11-20","2003-12-09",null,null,"7468/03","ČEVAK a.s.","Obec Malonty","3106-691135-00245992-1/4","RVS – Meziříčí u Malont",null,"zrušeno 134487/2023","Kaplice","Malonty","vodovod","Ing. Olga Štíchová",null,"KUCBAWZ0DS3G"]
["2010-01-13","2010-02-03","2010-02-24",null,null,"1309/2010","ČEVAK a.s.","Obec Malonty","3106-691097-00245992-2/1","Bělá, studna S1",null,"zrušeno 134487/2023","Kaplice","Malonty","vodovod","Ing. Olga Štíchová",null,"KUCBAWZ0DUUB"]
["2010-01-13","2010-02-03","2010-02-24",null,null,"1309/2010","ČEVAK a.s.","Obec Malonty","3106-691097-00245992-1/1","Studna S1 - VDJ Bělá, PŘSV",null,"zrušeno 134487/2023","Kaplice","Malonty","vodovod","Ing. Olga Štíchová",null,"KUCBAWZ0DUUB"]
["2010-01-13","2010-02-03","2010-02-24",null,null,"1309/2010","ČEVAK a.s.","Obec Malonty","3106-691097-00245992-1/2","Bělá, RVS",null,"zrušeno 134487/2023","Kaplice","Malonty","vodovod","Ing. Olga Štíchová",null,"KUCBAWZ0DUUB"]
["2023-11-10","2023-12-06","2023-12-23",null,null,"134487/2023","ČEVAK a.s.","Obec Malonty","3106-691097-00245992-1/1","Malonty – přív. řad: studna S1 – VDJ Bělá",null,null,"Kaplice","Malonty","vodovod","Ing. Martin Kalač"]
["2023-11-10","2023-12-06","2023-12-23",null,null,"134487/2023","ČEVAK a.s.","Obec Malonty","3106-691097-00245992-1/2","Malonty – Bělá – vodovodní síť",null,null,"Kaplice","Malonty","vodovod","Ing. Martin Kalač"]
["2023-11-10","2023-12-06","2023-12-23",null,null,"134487/2023","ČEVAK a.s.","Obec Malonty","3106-691127-00245992-1/1","Malonty, Meziříčí – vodovodní síť",null,null,"Kaplice","Malonty","vodovod","Ing. Martin Kalač"]
["2023-11-10","2023-12-06","2023-12-23",null,null,"134487/2023","ČEVAK a.s.","Obec Malonty","3106-691135-00245992-1/1","Malonty – přív. řad: jímání Pohořský potok – ÚV Malonty ",null,null,"Kaplice","Malonty","vodovod","Ing. Martin Kalač"]
["2023-11-10","2023-12-06","2023-12-23",null,null,"134487/2023","ČEVAK a.s.","Obec Malonty","3106-691135-00245992-1/2","Malonty – přív. řady: pram. Pod Jelením vrchem – ÚV Malonty",null,null,"Kaplice","Malonty","vodovod","Ing. Martin Kalač"]
["2023-11-10","2023-12-06","2023-12-23",null,null,"134487/2023","ČEVAK a.s.","Obec Malonty","3106-691097-00245992-2/1","Malonty- Bělá, studna S1",null,null,"Kaplice","Malonty","vodovod","Ing. Martin Kalač"]
["2023-11-10","2023-12-06","2023-12-23",null,null,"134487/2023","ČEVAK a.s.","Obec Malonty","3106-691135-00245992-2/1","Malonty - ÚV",null,null,"Kaplice","Malonty","vodovod","Ing. Martin Kalač"]
["2002-01-23","2002-04-11","2002-05-03","2002-03-18",null,"0228/02/Ža","Obec Skočice","Obec Skočice",null,"Vodovod Skočice",null,"zaniklo 31.12.2011","Vodňany","Skočice","vodovod","Karel Halbich","Podzemní voda","KUCBAWZ0DRT1"]
["2002-01-23","2002-04-11","2002-05-03","2002-03-18",null,"0228/02/Ža","Obec Skočice","Obec Skočice",null,"kanalizace Skočice, Lidmovice","Strakonice","zaniklo 31.12.2011","Vodňany","Skočice","kanalizace","Karel Halbich",null,"KUCBAWZ0DRT1"]
["2009-01-05","2009-03-16","2009-04-03",null,null,"1107/2009","Obec Rožmberk nad Vltavou","Obec Rožmberk nad Vltavou","3103-742741-00246115-1/1","zásobní řád Rožmberk nad Vltavou - levý břeh",null,"zrušeno 97888/2017","Český Krumlov","Rožmberk nad Vltavou","vodovod","Ing. Jiří Kušta, Csc.",null,"KUCBAWZ0DRT1"]
["2002-01-24","2002-03-11","2002-03-30",null,null,"0234/02/Ža","Obec Rožmberk nad Vltavou","Obec Rožmberk nad Vltavou",null,"Vodovod Rožmberk – Levý břeh","Český Krumlov","změna rozhodnutím č.j. 1107/2009","Český Krumlov","Rožmberk nad Vltavou","vodovod","Heřman Biebl","Podzemní voda","KUCBAWZ0DRT1"]
["2002-01-24","2002-03-11","2002-03-30",null,null,"0234/02/Ža","Obec Rožmberk nad Vltavou","Obec Rožmberk nad Vltavou",null,"Vodovod Rožmberk – Pravý břeh",null,"změna rozhodnutím č.j. 1107/2009","Český Krumlov","Rožmberk nad Vltavou","vodovod","Heřman Biebl","Podzemní voda","KUCBAWZ0DRT1"]
["2002-01-24","2002-03-11","2002-03-30",null,null,"0234/02/Ža","Obec Rožmberk nad Vltavou","Obec Rožmberk nad Vltavou",null,"Vodovod Přířez",null,"změna rozhodnutím č.j. 1107/2009","Český Krumlov","Rožmberk nad Vltavou","vodovod","Heřman Biebl","Podzemní voda","KUCBAWZ0DRT1"]
["2002-01-24","2002-03-11","2002-03-30",null,null,"0234/02/Ža","Obec Rožmberk nad Vltavou","Obec Rožmberk nad Vltavou",null,"Kanalizace Rožmberk",null,"změna rozhodnutím č.j. 1107/2009","Český Krumlov","Rožmberk nad Vltavou","kanalizace","Heřman Biebl",null,"KUCBAWZ0DRT1"]
["2009-01-05","2009-03-16","2009-04-03",null,null,"1107/2009","Obec Rožmberk nad Vltavou","Obec Rožmberk nad Vltavou","3103-742741-00246115-2/1","úpravna vody Rožmberk nad Vltavou",null,"změna 97888/2017","Český Krumlov","Rožmberk nad Vltavou","vodovod","Ing. Jiří Kušta, Csc.",null,"KUCBAWZ0DRT1"]
["2009-01-05","2009-03-16","2009-04-03",null,null,"1107/2009","Obec Rožmberk nad Vltavou","Obec Rožmberk nad Vltavou","3103-742741-00246115-1/2","výtlačný řád z ČS do vodojemu",null,"změna 97888/2017","Český Krumlov","Rožmberk nad Vltavou","vodovod","Ing. Jiří Kušta, Csc.",null,"KUCBAWZ0DRT1"]
["2009-01-05","2009-03-16","2009-04-03",null,null,"1107/2009","Obec Rožmberk nad Vltavou","Obec Rožmberk nad Vltavou","3103-742732-00246115-1/1","zásobní řády - Přízeř",null,"změna 97888/2017","Český Krumlov","Rožmberk nad Vltavou","vodovod","Ing. Jiří Kušta, Csc.",null,"KUCBAWZ0DRT1"]
["2009-01-05","2009-03-16","2009-04-03",null,null,"1107/2009","Obec Rožmberk nad Vltavou","Obec Rožmberk nad Vltavou","3103-742732-00246115-1/2","přívodní řád ze studní do vodojemu Přízeř",null,"změna 97888/2017","Český Krumlov","Rožmberk nad Vltavou","vodovod","Ing. Jiří Kušta, Csc.",null,"KUCBAWZ0DRT1"]
["2009-01-05","2009-03-16","2009-04-03",null,null,"1107/2009","Obec Rožmberk nad Vltavou","Obec Rožmberk nad Vltavou","3103-742741-00246115-4/1","ČOV Rožmberk nad Vltavou",null,"změna 97888/2017","Český Krumlov","Rožmberk nad Vltavou","kanalizace","Ing. Jiří Kušta, Csc.",null,"KUCBAWZ0DRT1"]
["2009-01-05","2009-03-16","2009-04-03",null,null,"1107/2009","Obec Rožmberk nad Vltavou","Obec Rožmberk nad Vltavou","3103-742741-00246115-3/1","stoková síť Rožmberk nad Vltavou",null,"změna 97888/2017","Český Krumlov","Rožmberk nad Vltavou","kanalizace","Ing. Jiří Kušta, Csc.",null,"KUCBAWZ0DRT1"]
["2009-01-05","2009-03-16","2009-04-03",null,null,"1107/2009","Obec Rožmberk nad Vltavou","Obec Rožmberk nad Vltavou","3103-742732-00246115-3/1","kanalizace Přízeř",null,"změna 97888/2017","Český Krumlov","Rožmberk nad Vltavou","kanalizace","Ing. Jiří Kušta, Csc.",null,"KUCBAWZ0DRT1"]
["2009-01-05","2009-03-16","2009-04-03",null,null,"1107/2009","Obec Rožmberk nad Vltavou","Obec Rožmberk nad Vltavou","3103-742732-00246115-4/1","ČOV Přízeř",null,"změna 97888/2017","Český Krumlov","Rožmberk nad Vltavou","kanalizace","Ing. Jiří Kušta, Csc.",null,"KUCBAWZ0DRT1"]
["2017-08-14","2017-09-01","2017-09-19",null,null,"97888/2017","Obec Rožmberk nad Vltavou","Obec Rožmberk nad Vltavou","3103-742741-00246115-1/1","RVS Rožmberk nad Vltavou",null,null,"Český Krumlov","Rožmberk nad Vltavou","vodovod","Ing. Jiří Kušta, Csc.",null,"KUCBAWZ0DRT1"]
["2017-08-14","2017-09-01","2017-09-19",null,null,"97888/2017","Obec Rožmberk nad Vltavou","Obec Rožmberk nad Vltavou","3103-742741-00246115-2/2","Jímání Rožmberk nad Vltavou - pravý břeh",null,null,"Český Krumlov","Rožmberk nad Vltavou","vodovod","Ing. Jiří Kušta, Csc.",null,"KUCBAWZ0DRT1"]
["2017-08-14","2017-09-01","2017-09-19",null,null,"97888/2017","Obec Rožmberk nad Vltavou","Obec Rožmberk nad Vltavou","3103-742732-00246115-2/1","Jímání Horní Jílovice pro Přízeř a Rožmberk",null,null,"Český Krumlov","Rožmberk nad Vltavou","vodovod","Ing. Jiří Kušta, Csc.",null,"KUCBAWZ0DRT1"]
["2002-01-29","2002-03-25","2002-04-15",null,null,"0270/02/Ža","Obec Bujanov","Obec Bujanov",null,"Vodovod Bujanov","Český Krumlov","zrušeno 21.3.2005 číslo 544","Kaplice","Bujanov","vodovod","Zdeněk Dvořák","Podzemní voda","KUCBAWZ0DRT1"]
["2002-01-29","2002-03-25","2002-04-15",null,null,"0270/02/Ža","Obec Bujanov","Obec Bujanov",null,"Úpravna vody Bujanov",null,"zrušeno 21.3.2005 číslo 544","Kaplice","Bujanov","vodovod","Zdeněk Dvořák","Podzemní voda","KUCBAWZ0DRT1"]
["2002-01-29","2002-03-25","2002-04-15",null,null,"0270/02/Ža","Obec Bujanov","Obec Bujanov",null,"Kanalizace Bujanov",null,"zrušeno 21.3.2005 číslo 544","Kaplice","Bujanov","kanalizace","Zdeněk Dvořák",null,"KUCBAWZ0DRT1"]
["2002-01-29","2002-03-25","2002-04-15",null,null,"0270/02/Ža","Obec Bujanov","Obec Bujanov",null,"ČOV Bujanov",null,"zrušeno 21.3.2005 číslo 544","Kaplice","Bujanov","kanalizace","Zdeněk Dvořák",null,"KUCBAWZ0DRT1"]
["2002-01-29","2002-03-25","2002-04-15",null,null,"0270/02/Ža","Obec Bujanov","Obec Bujanov",null,"Vodovod Skoronice","Český Krumlov","zrušeno 21.3.2005 číslo 544","Kaplice","Bujanov","vodovod","Zdeněk Dvořák","Podzemní voda","KUCBAWZ0DRT1"]
["2002-01-29","2002-03-25","2002-04-15",null,null,"0270/02/Ža","Obec Bujanov","Obec Bujanov",null,"Úpravna vody Skoronice",null,"zrušeno 21.3.2005 číslo 544","Kaplice","Bujanov","vodovod","Zdeněk Dvořák","Podzemní voda","KUCBAWZ0DRT1"]
["2002-01-29","2002-03-25","2002-04-15",null,null,"0270/02/Ža","Obec Bujanov","Obec Bujanov",null,"Kanalizace Skoronice",null,"zrušeno 21.3.2005 číslo 544","Kaplice","Bujanov","kanalizace","Zdeněk Dvořák",null,"KUCBAWZ0DRT1"]
["2002-01-29","2002-03-25","2002-04-15",null,null,"0270/02/Ža","Obec Bujanov","Obec Bujanov",null,"ČOV Skoronice",null,"zrušeno 21.3.2005 číslo 544","Kaplice","Bujanov","kanalizace","Zdeněk Dvořák",null,"KUCBAWZ0DRT1"]
["2002-01-31","2002-05-31","2002-06-22","2002-04-11",null,"0296/02/Ža","Obec Zubčice","Obec Zubčice",null,"Kanalizace Zubčice","Český Krumlov","změna 3361/2017","Český Krumlov","Zubčice","kanalizace","Václav Šváb",null,"KUCBAWZ0DRT1"]
["2017-01-06","2017-01-11","2017-01-12",null,null,"3361/2017","Obec Zubčice","Obec Zubčice","3103-793698-00246221-3/1","Stoková síť Zubčice",null,null,"Český Krumlov","Zubčice","kanalizace","Ing. Radek Mára",null,"KUCBAWZ0DRT1"]
["2017-01-06","2017-01-11","2017-01-12",null,null,"3361/2017","Obec Zubčice","Obec Zubčice","3103-793698-00246221-3/2","Stoková síť Zubčická Lhotka",null,null,"Český Krumlov","Zubčice","kanalizace","Ing. Radek Mára",null,"KUCBAWZ0DRT1"]
["2017-01-06","2017-01-11","2017-01-12",null,null,"3361/2017","Obec Zubčice","Obec Zubčice","3103-793698-00246221-3/3","Stoková síť Markvartice",null,null,"Český Krumlov","Zubčice","kanalizace","Ing. Radek Mára",null,"KUCBAWZ0DRT1"]
["2017-01-06","2017-01-11","2017-01-12",null,null,"3361/2017","Obec Zubčice","Obec Zubčice","3103-793698-00246221-4/1","Stabilizační nádrž Zubčice",null,null,"Český Krumlov","Zubčice","kanalizace","Ing. Radek Mára",null,"KUCBAWZ0DRT1"]
["2002-02-04","2002-03-12","2002-03-30",null,null,"0311/02/Ža","Obec Přídolí","Obec Přídolí",null,"Vodojem – Záluží","Český Krumlov","zrušeno 71258/2019","Český Krumlov","Přídolí","vodovod","Jiří Slaba","Podzemní voda","KUCBAWZ0DRT1"]
["2002-02-04","2002-03-12","2002-03-30",null,null,"0311/02/Ža","Obec Přídolí","Obec Přídolí",null,"Kanalizace Práčov",null,"zrušeno 71258/2019","Český Krumlov","Přídolí","kanalizace","Jiří Slaba",null,"KUCBAWZ0DRT1"]
["2002-02-04","2002-03-12","2002-03-30",null,null,"0311/02/Ža","Obec Přídolí","Obec Přídolí",null,"Vodovod Přídolí",null,"zrušeno 71258/2019","Český Krumlov","Přídolí","vodovod","Jiří Slaba","Podzemní voda","KUCBAWZ0DRT1"]
["2002-02-04","2002-03-12","2002-03-30",null,null,"0311/02/Ža","Obec Přídolí","Obec Přídolí",null,"Kanalizace Přídolí",null,"zrušeno 71258/2019","Český Krumlov","Přídolí","kanalizace","Jiří Slaba",null,"KUCBAWZ0DRT1"]
["2019-06-17","2019-07-11","2019-08-03",null,null,"71258/2019","Městys Přídolí","Městys Přídolí","3103-735850-00246093-1/1","přívodní řad vodovod Práčov",null,null,"Český Krumlov","Přídolí","vodovod","Miloš Chromý"]
["2019-06-17","2019-07-11","2019-08-03",null,null,"71258/2019","Městys Přídolí","Městys Přídolí","3103-735850-00246093-1/2","rozvodná síť-vodovod Práčov",null,null,"Český Krumlov","Přídolí","vodovod","Miloš Chromý"]
["2019-06-17","2019-07-11","2019-08-03",null,null,"71258/2019","Městys Přídolí","Městys Přídolí","3103-735868-00246093-1/1","přívodní řad vodovod Přídolí",null,null,"Český Krumlov","Přídolí","vodovod","Miloš Chromý"]
["2019-06-17","2019-07-11","2019-08-03",null,null,"71258/2019","Městys Přídolí","Městys Přídolí","3103-735868-00246093-1/2","rozvodná síť-vodovod Přídolí",null,null,"Český Krumlov","Přídolí","vodovod","Miloš Chromý"]
["2019-06-17","2019-07-11","2019-08-03",null,null,"71258/2019","Městys Přídolí","Městys Přídolí","3103-735850-00246093-2/1","úpravna vody Práčov",null,null,"Český Krumlov","Přídolí","vodovod","Miloš Chromý"]
["2019-06-17","2019-07-11","2019-08-03",null,null,"71258/2019","Městys Přídolí","Městys Přídolí","3103-735868-00246093-2/1","úpravna vody Přídolí",null,null,"Český Krumlov","Přídolí","vodovod","Miloš Chromý"]
["2019-06-17","2019-07-11","2019-08-03",null,null,"71258/2019","Městys Přídolí","Městys Přídolí","3103-735850-00246093-3/1","kanalizační síť - Práčov",null,null,"Český Krumlov","Přídolí","kanalizace","Miloš Chromý"]
["2019-06-17","2019-07-11","2019-08-03",null,null,"71258/2019","Městys Přídolí","Městys Přídolí","3103-735868-00246093-3/1","kanalizační stoka Přídolí",null,null,"Český Krumlov","Přídolí","kanalizace","Miloš Chromý"]
["2019-06-17","2019-07-11","2019-08-03",null,null,"71258/2019","Městys Přídolí","Městys Přídolí","3103-735850-00246093-4/1","ČOV Práčov",null,null,"Český Krumlov","Přídolí","kanalizace","Miloš Chromý"]
["2019-06-17","2019-07-11","2019-08-03",null,null,"71258/2019","Městys Přídolí","Městys Přídolí","3103-735868-00246093-4/1","ČOV Přídolí",null,null,"Český Krumlov","Přídolí","kanalizace","Miloš Chromý"]
["2002-02-07","2002-03-12","2002-03-30",null,null,"0357/02/Ža","Obec Chvalšiny","Obec Chvalšiny",null,"Chvalšiny – vodovod","Český Krumlov","zurušeno  pod č.j. 12620/2004","Český Krumlov","Chvalšiny","vodovod","Pavel Krejčí","Podzemní voda","KUCBAWZ0DRT1"]
["2002-02-07","2002-03-12","2002-03-30",null,null,"0357/02/Ža","Obec Chvalšiny","Obec Chvalšiny",null,"Chvalšiny – ČOV",null,"zurušeno  pod č.j. 12620/2004","Český Krumlov","Chvalšiny","kanalizace","Pavel Krejčí",null,"KUCBAWZ0DRT1"]
["2002-02-11","2002-05-13","2002-06-03","2002-03-25",null,"0387/02/Ža","ZEMOS Zubčice spol. s r.o.","ZEMOS Zubčice spol. s r.o.",null,"Vodovod Zubčice-ZTV","Český Krumlov",null,"Český Krumlov","Zubčice","vodovod","František Kmoch","Převzatá voda","KUCBAWZ0DRT1"]
["2002-02-11","2002-05-13","2002-06-03","2002-03-25",null,"0388/02/Ža","ZEMOS Zubčice spol. s r.o."," Zemědělské družstvo Netřebice",null,"Vodovod Zubčice","Český Krumlov",null,"Český Krumlov","Zubčice","vodovod","František Kmoch","Podzemní voda","KUCBAWZ0DRT1"]
["2002-02-12",null,"2002-04-27",null,"2002-04-08","0394/02/Ža","Obec Zvotoky","Obec Zvotoky",null,"Vodovod Zvotoky – bylo zamítnuto","Strakonice",null,null,null,null,null,null,"KUCBAWZ0DRT1"]
["2002-02-19","2002-06-26","2002-07-15","2002-04-10",null,"0491/02/Ža","Obec Borotín","Obec Borotín",null,"Vodovod Borotín","Tábor","zrušeno 39201/2011","Tábor","Borotín","vodovod","Karel Jindra","Podzemní voda","KUCBAWZ0DRT1"]
["2002-03-19","2002-06-26","2002-07-15","2002-04-10",null,"0806/2000/Ža","Obec Borotín","Obec Borotín",null,"Kanalizace Borotín",null,"zrušeno 39201/2011","Tábor","Borotín","kanalizace","Karel Jindra",null,"KUCBAWZ0DRT1"]
["2011-10-14","2011-11-16","2011-12-04",null,null,"39201/2011","Obec Borotín","Obec Borotín","2101-607223-00252107-2/1","Borotín - stavba pro úpravu vody",null,"zrušení 17364/2024","Tábor","Borotín","vodovod","Ing. Karel Tůma",null,"KUCBAWZ0DRT1"]
["2011-10-14","2011-11-16","2011-12-04",null,null,"39201/2011","Obec Borotín","Obec Borotín","3112-607665-00252107-3/1","Borotín - kanalizační stoky",null,"změna 17364/2024","Tábor","Borotín","kanalizace","Ing. Karel Tůma",null,"KUCBAWZ0DRT1"]
["2011-10-14","2011-11-16","2011-12-04",null,null,"39201/2011","Obec Borotín","Obec Borotín","3112-607665-00252107-4/1","Borotín - čistírna odpadních vod",null,"změna 17364/2024","Tábor","Borotín","kanalizace","Ing. Karel Tůma",null,"KUCBAWZ0DRT1"]
["2024-02-01","2024-03-06","2024-03-27",null,null,"17364/2024","Obec Borotín","Obec Borotín","3112-607665-00252107-1/1 ","PŘ odplyňovací stanice – VDJ Borotín ",null,null,"Tábor","Borotín","vodovod","Ing. Karel Tůma"]
["2024-02-01","2024-03-06","2024-03-27",null,null,"17364/2024","Obec Borotín","Obec Borotín","3112-607665-00252107-1/2 ","PŘ VDJ Borotín – RVS Borotín ",null,null,"Tábor","Borotín","vodovod","Ing. Karel Tůma"]
["2024-02-01","2024-03-06","2024-03-27",null,null,"17364/2024","Obec Borotín","Obec Borotín","3112-607665-00252107-1/3","RVS Borotín ",null,null,"Tábor","Borotín","vodovod","Ing. Karel Tůma"]
["2024-02-01","2024-03-06","2024-03-27",null,null,"17364/2024","Obec Borotín","Obec Borotín","3112-607665-00252107-2/1","Objekt jímání Boratkov ",null,null,"Tábor","Borotín","vodovod","Ing. Karel Tůma"]
["2024-02-01","2024-03-06","2024-03-27",null,null,"17364/2024","Obec Borotín","Obec Borotín","3112-607665-00252107-2/2 ","VDJ Borotín ",null,null,"Tábor","Borotín","vodovod","Ing. Karel Tůma"]
["2002-02-20","2003-12-23","2004-01-13","2002-03-27",null,"0502/02/Ža","Obec Klenovice","Obec Klenovice",null,"Kanalizace Klenovice","Tábor",null,"Soběslav","Klenovice","kanalizace","Josef Karas",null,"KUCBAWZ0DRT1"]
["2004-03-11","2004-03-16","2004-04-02",null,null,"8878/2004","ČEVAK a.s.","Obec Klenovice","3110-666106-00512672-1/1","RVS Klenovice – nová část",null,"zrušeno 95069/2025",null,null,null,null,null,"KUCBAWZ0DT44"]
["2005-06-16","2005-07-01","2005-07-26",null,null,"17895/2005","ČEVAK a.s.","Obec Klenovice","3110-666106-00512672-1/1","PŘ  V-S-T-M  -   RVS Klenovice",null,"zrušeno 95069/2025",null,null,null,null,null,"KUCBAWZ0DTP7"]
["2005-06-16","2005-07-01","2005-07-26",null,null,"17895/2005","ČEVAK a.s.","Obec Klenovice","3110-666106-00512672-1/2","RVS Klenovice",null,"zrušeno 95069/2025",null,null,null,null,null,"KUCBAWZ0DTP7"]
["2025-08-14","2025-09-15","2025-10-01",null,null,"95069/2025","ČEVAK a.s.","Obec Klenovice","3110-666106-00512672-1/1","Klenovice - vodovodní síť",null,null,"Soběslav","Klenovice","vodovod","Ing. Martin Kalač"]
["2002-02-22","2002-07-03","2002-07-24","2002-04-11",null,"0540/02/Ža","Obec Pohnání","Obec Pohnání",null,"Vodovod  Pohnání","Tábor","zrušeno 10877/2021","Tábor","Pohnání","vodovod","Miloslav Bednář","Podzemní voda","KUCBAWZ0DRT1"]
["2021-01-22","2021-02-25","2021-03-20",null,null,"10877/2021","Obec Pohnání","Obec Pohnání","3112-724734-00252671-2/2","Studna Pohnání - Barouně (posílení)",null,null,"Tábor","Pohnání","vodovod","Petr Kolář"]
["2021-01-22","2021-02-25","2021-03-20",null,null,"10877/2021","Obec Pohnání","Obec Pohnání","3112-724734-00252671-2/1","Studna Pohnání - U Strouhy (původní)",null,null,"Tábor","Pohnání","vodovod","Petr Kolář"]
["2021-01-22","2021-02-25","2021-03-20",null,null,"10877/2021","Obec Pohnání","Obec Pohnání","3112-724734-00252671-1/4","RVS Pohnání - Pohnánec",null,null,"Tábor","Pohnání","vodovod","Petr Kolář"]
["2021-01-22","2021-02-25","2021-03-20",null,null,"10877/2021","Obec Pohnání","Obec Pohnání","3112-724734-00252671-1/3","PŘ S. Pohnání-U Strouhy- ČS Poh. (původ.),vč. ČS",null,null,"Tábor","Pohnání","vodovod","Petr Kolář"]
["2021-01-22","2021-02-25","2021-03-20",null,null,"10877/2021","Obec Pohnání","Obec Pohnání","3112-724734-00252671-1/2","PŘ  ČS Pohnání (posíl.) - VDJ Pohnání, vč.ČS a VDJ",null,null,"Tábor","Pohnání","vodovod","Petr Kolář"]
["2021-01-22","2021-02-25","2021-03-20",null,null,"10877/2021","Obec Pohnání","Obec Pohnání","3112-724734-00252671-1/1","PŘ  studna Pohnání-Barouně  -  ČS Pohnání (posíl.)",null,null,"Tábor","Pohnání","vodovod","Petr Kolář"]
["2002-02-26","2002-06-03","2002-06-22","2002-04-11",null,"0577/02/Ža","Obec Dolní Hrachovice","Obec Dolní Hrachovice",null," vodovod Horní Hrachovice","Tábor","zrušeno","Tábor","Dolní Hrachovice","vodovod","Pavel Bohuslávek","Podzemní voda","KUCBAWZ0DRT1"]
["2002-02-26","2002-06-03","2002-06-22","2002-04-11","2002-06-03","0577/02/Ža","Obec Dolní Hrachovice","Obec Dolní Hrachovice",null," vodovod Mostek",null,null,null,null,null,null,null,"KUCBAWZ0DRT1"]
["2002-02-26",null,"2003-12-30","2002-04-11","2003-12-08","0579/2002/Ža","Obec Choustník","Obec Choustník",null,"Kanalizace Kajetín","Tábor",null,null,null,null,null,null,"KUCBAWZ0DRT1"]
["2002-02-26",null,"2003-12-30","2002-04-11","2003-12-08","0579/2002/Ža","Obec Choustník","Obec Choustník",null,"Kanalizace Předboř",null,null,null,null,null,null,null,"KUCBAWZ0DRT1"]
["2002-02-26",null,"2003-12-30","2002-04-11","2003-12-08","0579/2002/Ža","Obec Choustník","Obec Choustník",null,"ČOV Choustník",null,null,null,null,null,null,null,"KUCBAWZ0DRT1"]
["2002-02-26",null,"2003-12-30","2002-04-11","2003-12-08","0579/2002/Ža","Obec Choustník","Obec Choustník",null,"Kanalizace Choustník",null,null,null,null,null,null,null,"KUCBAWZ0DRT1"]
["2002-02-26",null,"2003-12-30","2002-04-11","2003-12-08","0579/2002/Ža","Obec Choustník","Obec Choustník",null,"Vodovod Choustník",null,null,null,null,null,null,null,"KUCBAWZ0DRT1"]
["2002-02-28","2002-04-29","2002-05-22",null,null,"0636/02/Ža","Obec Sviny","Obec Sviny",null,"Vodovod  Sviny","Tábor",null,"Soběslav","Sviny","vodovod","Josef Boubelík","Podzemní voda","KUCBAWZ0DRT1"]
["2003-08-04","2002-06-03","2002-06-22","2002-04-11",null,"2618/03/Beb","Obec Krtov","Obec Krtov","3112-675156-00666980-1/1","PŘ prameniště Krtov - VDJ Krtov (včetně VDJ Krtov)","Tábor","změna 31891/2020","Tábor","Krtov","vodovod","Ing. Václav Fučík","Podzemní voda","KUCBAWZ0DRUW"]
["2003-08-04","2002-06-03","2002-06-22","2002-04-11",null,"2618/03/Beb","Obec Krtov","Obec Krtov","3112-675156-00666980-1/2","PŘ VDJ Krtov - RVS Krtov","Tábor","změna 31891/2021","Tábor","Krtov","vodovod","Ing. Václav Fučík",null,"KUCBAWZ0DRUW"]
["2020-02-28","2020-06-30","2020-07-18",null,null,"31891/2020","Obec Krtov","Obec Krtov","3112-675156-00666980-1/3","RVS Krtov",null,null,"Tábor","Krtov","vodovod","Ing. Václav Fučík"]
["2020-02-28","2020-06-30","2020-07-18",null,null,"31891/2020","Obec Krtov","Obec Krtov","3112-675156-00666980-2/1","prameniště Krtov",null,null,"Tábor","Krtov","vodovod","Ing. Václav Fučík"]
["2020-02-28","2020-06-30","2020-07-18",null,null,"31891/2020","Obec Krtov","Obec Krtov","3112-675156-00666980-3/1","SS Krtov",null,null,"Tábor","Krtov","kanalizace","Ing. Václav Fučík"]
["2020-02-28","2020-06-30","2020-07-18",null,null,"31891/2020","Obec Krtov","Obec Krtov","3112-675156-00666980-4/1","ČOV Krtov",null,null,"Tábor","Krtov","kanalizace","Ing. Václav Fučík"]
["2002-03-08","2002-06-03","2002-06-22","2002-04-11",null,"0711/2002/Ža","Obec Dráchov","Obec Dráchov",null,"Kanalizace Dráchov","Tábor","zrušeno","Soběslav","Dráchov","kanalizace","František Paták",null,"KUCBAWZ0DRUW"]
["2002-03-11","2002-08-06","2002-08-29","2002-06-27",null,"0732/2002/Ža","DOSI spol. s r.o.","Jan Tomášek",null,"Vodovod Nové Hutě","Prachatice","zrušeno KUJCK 31231/2007","Vimperk","Nové Hutě","vodovod","Václav Fridrich","Podzemní voda","KUCBAWZ0DRUW"]
["2002-03-20","2002-08-08","2002-09-05","2002-06-27",null,"0823/2002/Ža","Obec Ústrašice","Obec Ústrašice",null,"Kanalizace Ústrašice","Tábor",null,"Tábor","Ústrašice","kanalizace","Jaroslav Eremiáš",null,"KUCBAWZ0DRUW"]
["2002-03-22","2002-07-01","2002-07-20",null,null,"0847/2002/Ža","Obec Šebířov","Obec Šebířov",null,"Kanalizace Šebířov","Tábor","zrušeno",null,null,null,null,null,"KUCBAWZ0DRUW"]
["2002-03-22","2002-07-01","2002-07-20",null,null,"0847/2002/Ža","Obec Šebířov","Obec Šebířov",null,"Vodovody Vyšetice",null,"zrušeno",null,null,null,null,"Podzemní voda","KUCBAWZ0DRUW"]
["2002-03-25","2002-10-30","2002-11-19","2002-07-01",null,"0863/2002/Ža","Obec Borkovice","Obec Borkovice",null,"Vodovod Borkovice","Tábor","změna rozhodnutím č.j. 7152/2008","Soběslav","Borkovice","vodovod","Pavel Lomský","Podzemní voda","KUCBAWZ0DRUW"]
["2002-04-02","2002-08-05","2002-08-24",null,null,"0947/2002/Ža","Obec Zhoř","Obec Zhoř",null,"Vodovod Zhoř","Písek","Nahrazeno - 474","Milevsko","Zhoř","vodovod","Stanislav Kameník","Podzemní voda","KUCBAWZ0DRUW"]
["2002-04-08","2002-05-30","2002-06-19",null,null,"1013/02/Sn","Obec Malšín","Obec Malšín",null,"Vodovod Malšín","Český Krumlov","zaniklo 31.12.2011","Český Krumlov","Malšín","vodovod","Josef Šuba","Podzemní voda","KUCBAWZ0DRUW"]
["2002-04-09","2002-09-18","2002-10-09","2002-07-02",null,"997/02/Sn","Obec Drahonice","Obec Drahonice",null,"Kanalizace Drahonice",null,"změna 13824/2022","Vodňany","Drahonice","kanalizace","Václav Toman",null,"KUCBAWZ0DRUW"]
["2002-04-09","2002-09-18","2002-10-09","2002-07-02",null,"997/02/Sn","Obec Drahonice","Obec Drahonice",null,"Vodovod Drahonice","Strakonice","změna 13824/2022","Vodňany","Drahonice","vodovod","Václav Toman","Podzemní voda","KUCBAWZ0DRUW"]
["2022-01-25","2022-02-23","2022-03-12",null,null,"13824/2022","Obec Drahonice","Obec Drahonice","3117-600083-00251135-1/1","Vodovod Drahonice",null,null,"Vodňany","Drahonice","vodovod","Václav Toman"]
["2022-01-25","2022-02-23","2022-03-12",null,null,"13824/2022","Obec Drahonice","Obec Drahonice","3117-631710-00251135-2/1","vodárna Drahonice",null,null,"Vodňany","Drahonice","vodovod","Václav Toman"]
["2022-01-25","2022-02-23","2022-03-12",null,null,"13824/2022","Obec Drahonice","Obec Drahonice","3117-631710-00251135-3/1","kanalizace Drahonice",null,null,"Vodňany","Drahonice","kanalizace","Václav Toman"]
["2022-01-25","2022-02-23","2022-03-12",null,null,"13824/2022","Obec Drahonice","Obec Drahonice","3117-631710-00251135-4/1","ČOV Drahonice",null,null,"Vodňany","Drahonice","kanalizace","Václav Toman"]
["2002-04-11","2002-05-30","2002-07-08",null,null,"1030/02/Sn","Obec Omlenice","Obec Omlenice",null,"Vodovod Omlenice","Č.Krumlov","změna 8944/2012","Kaplice","Omlenice","vodovod","Miroslav Sládek","Podzemní voda","KUCBAWZ0DRUW"]
["2002-04-11","2002-05-30","2002-07-08",null,null,"1030/02/Sn","Obec Omlenice","Obec Omlenice",null,"Kanalizace Omlenice",null,"změna 8944/2012","Kaplice","Omlenice","kanalizace","Miroslav Sládek",null,"KUCBAWZ0DRUW"]
["2012-03-23","2012-04-26","2012-05-16",null,null,"8944/2012","Obec Omlenice","Obec Omlenice","3106-711217-00246034-1/1","Přívodní řad od S1 a S6",null,null,"Kaplice","Omlenice","vodovod","Ing. Radek Mára",null,"KUCBAWZ0DRUW"]
["2012-03-23","2012-04-26","2012-05-16",null,null,"8944/2012","Obec Omlenice","Obec Omlenice","3106-711217-00246034-1/2","Přívodní řad od S1 (Omlenička)",null,null,"Kaplice","Omlenice","vodovod","Ing. Radek Mára",null,"KUCBAWZ0DRUW"]
["2012-03-23","2012-04-26","2012-05-16",null,null,"8944/2012","Obec Omlenice","Obec Omlenice","3106-711217-00246034-1/3","RVS z VDJ do Omlenice, Stradova, Blažkova",null,null,"Kaplice","Omlenice","vodovod","Ing. Radek Mára",null,"KUCBAWZ0DRUW"]
["2012-03-23","2012-04-26","2012-05-16",null,null,"8944/2012","Obec Omlenice","Obec Omlenice","3106-711217-00246034-2/1","Studna S1 (Rojov)",null,null,"Kaplice","Omlenice","vodovod","Ing. Radek Mára",null,"KUCBAWZ0DRUW"]
["2012-03-23","2012-04-26","2012-05-16",null,null,"8944/2012","Obec Omlenice","Obec Omlenice","3106-711217-00246034-2/2","Studna S6 (Rojov)",null,null,"Kaplice","Omlenice","vodovod","Ing. Radek Mára",null,"KUCBAWZ0DRUW"]
["2012-03-23","2012-04-26","2012-05-16",null,null,"8944/2012","Obec Omlenice","Obec Omlenice","3106-711217-00246034-2/3","Studna S1 (Omlenička)",null,null,"Kaplice","Omlenice","vodovod","Ing. Radek Mára",null,"KUCBAWZ0DRUW"]
["2012-03-23","2012-04-26","2012-05-16",null,null,"8944/2012","Obec Omlenice","Obec Omlenice","3106-711217-00246034-2/4","VDJ 100 m3",null,null,"Kaplice","Omlenice","vodovod","Ing. Radek Mára",null,"KUCBAWZ0DRUW"]
["2012-03-23","2012-04-26","2012-05-16",null,null,"8944/2012","Obec Omlenice","Obec Omlenice","3106-711217-00246034-3/1","Stoková síť Omlenička",null,null,"Kaplice","Omlenice","kanalizace","Ing. Radek Mára",null,"KUCBAWZ0DRUW"]
["2012-03-23","2012-04-26","2012-05-16",null,null,"8944/2012","Obec Omlenice","Obec Omlenice","3106-711217-00246034-4/1","ČOV Omlenička",null,null,"Kaplice","Omlenice","kanalizace","Ing. Radek Mára",null,"KUCBAWZ0DRUW"]
["2002-04-11","2002-06-10","2002-07-01",null,null,"1032/02/Sn","Obec Libín","Obec Libín",null,"Vodovod Spolí","Č.Budějovice","změna 2013/2012 ","České budějovice","Libín","vodovod","Václav Ludvík","Podzemní voda","KUCBAWZ0DRUW"]
["2002-04-11","2002-06-10","2002-07-01",null,null,"1032/02/Sn","Obec Libín","Obec Libín",null,"Kanalizace, ČOV",null,"změna 2013/2012 ","České budějovice","Libín","kanalizace","Václav Ludvík",null,"KUCBAWZ0DRUW"]
["2002-04-11","2002-06-10","2002-07-01",null,null,"1032/02/Sn","Obec Libín","Obec Libín",null,"ČOV Libín",null,"změna 2013/2012 ","České budějovice","Libín","kanalizace","Václav Ludvík",null,"KUCBAWZ0DRUW"]
["2002-04-11","2002-06-10","2002-07-01",null,null,"1032/02/Sn","Obec Libín","Obec Libín",null,"KČOV Slavošovice",null,"změna 2013/2012 ","České budějovice","Libín","kanalizace","Václav Ludvík",null,"KUCBAWZ0DRUW"]
["2012-01-13","2012-02-13","2012-03-03",null,null,"2013/2012","Obec Libín","Obec Libín","3102-682829-00245143-1/1","Spolí-Libín-Slavošovice: vodovodní síť ",null,null,"České budějovice","Libín","vodovod","Ing. Josef Klíma",null,"KUCBAWZ0DRUW"]
["2012-01-13","2012-02-13","2012-03-03",null,null,"2013/2012","Obec Libín","Obec Libín","3102-752835-00245143-2/1","Libín-Spolí - vrt HV-2",null,null,"České budějovice","Libín","vodovod","Ing. Josef Klíma",null,"KUCBAWZ0DRUW"]
["2012-01-13","2012-02-13","2012-03-03",null,null,"2013/2012","Obec Libín","Obec Libín","3102-682829-00245143-4/1","Libín-ČOV",null,null,"České budějovice","Libín","kanalizace","Ing. Josef Klíma",null,"KUCBAWZ0DRUW"]
["2012-01-13","2012-02-13","2012-03-03",null,null,"2013/2012","Obec Libín","Obec Libín","3102-750441-00245143-4/1","Slavošovice-ČOV",null,null,"České budějovice","Libín","kanalizace","Ing. Josef Klíma",null,"KUCBAWZ0DRUW"]
["2012-01-13","2012-02-13","2012-03-03",null,null,"2013/2012","Obec Libín","Obec Libín","3102-752835-00245143-4/1","Spolí-ČOV",null,null,"České budějovice","Libín","kanalizace","Ing. Josef Klíma",null,"KUCBAWZ0DRUW"]
["2012-01-13","2012-02-13","2012-03-03",null,null,"2013/2012","Obec Libín","Obec Libín","3102-682829-00245143-3/1","Libín-stoková síť ",null,null,"České budějovice","Libín","kanalizace","Ing. Josef Klíma",null,"KUCBAWZ0DRUW"]
["2012-01-13","2012-02-13","2012-03-03",null,null,"2013/2012","Obec Libín","Obec Libín","3102-750441-00245143-3/1","Libín-Slavošovice:stoková síť",null,null,"České budějovice","Libín","kanalizace","Ing. Josef Klíma",null,"KUCBAWZ0DRUW"]
["2012-01-13","2012-02-13","2012-03-03",null,null,"2013/2012","Obec Libín","Obec Libín","3102-752835-00245143-3/1","Libín-Spolí stoková síť",null,null,"České budějovice","Libín","kanalizace","Ing. Josef Klíma",null,"KUCBAWZ0DRUW"]
["2002-04-22","2002-05-30","2002-06-17",null,null,"1112/02/Sn","Obec Komárov","Obec Komárov",null,"Vodovod Komárov","Tábor","změna rozhodnutím č.j. 10917/2009","Soběslav","Komárov","vodovod","František Malecha","Podzemní voda","KUCBAWZ0DRUW"]
["2002-05-15","2002-06-03","2002-06-22",null,null,"1367/2002/Ža","Obec Paseky","Obec Paseky",null,"Vodovod Paseky","Písek","změna 40523/2011","Písek","Paseky","vodovod","Roman Holub","Podzemní voda","KUCBAWZ0DRUW"]
["2002-05-15","2002-06-03","2002-06-22",null,null,"1367/2002/Ža","Obec Paseky","Obec Paseky",null,"Kanalizace Paseky",null,"změna 40523/2011","Písek","Paseky","kanalizace","Roman Holub",null,"KUCBAWZ0DRUW"]
["2011-10-31","2011-12-20","2012-01-18",null,null,"40523/2011","Obec Paseky","Obec Paseky","3108-765007-00512010-1/1","Vodovodní řady Paseky",null,null,"Písek","Paseky","vodovod","Ing. Michal Manda",null,"KUCBAWZ0DRUW"]
["2011-10-31","2011-12-20","2012-01-18",null,null,"40523/2011","Obec Paseky","Obec Paseky","3108-765007-00512010-2/1","Úpravna vody Paseky",null,null,"Písek","Paseky","vodovod","Ing. Michal Manda",null,"KUCBAWZ0DRUW"]
["2011-10-31","2011-12-20","2012-01-18",null,null,"40523/2011","Obec Paseky","Obec Paseky","3108-765007-00512010-3/1","Kanalizační stoky Paseky",null,null,"Písek","Paseky","kanalizace","Ing. Michal Manda",null,"KUCBAWZ0DRUW"]
["2002-05-23","2002-06-10","2002-07-01",null,null,"1508/02/Sn","Obec Oldřichov","Obec Oldřichov",null,"Vodovod Oldřichov","Tábor",null,"Tábor","Oldřichov","vodovod","Ladislav Koblih","Podzemní voda","KUCBAWZ0DRUW"]
["2002-05-30","2002-06-10","2002-07-01",null,null,"1602/02/Sn","Obec Lužnice","Obec Lužnice",null,"Vodovod  Lužnice  ",null,"zrušeno rozhodnutím 11450/2005","Třeboň","Lužnice","vodovod","Jiří Korčák","Podzemní voda","KUCBAWZ0DRUW"]
["2002-05-30","2002-06-10","2002-07-01",null,null,"1602/02/Sn","Obec Lužnice","Obec Lužnice",null,"kanalizace Lužnice  ","Jindř.Hradec","zrušeno rozhodnutím 11450/2005","Třeboň","Lužnice","kanalizace","Jiří Korčák",null,"KUCBAWZ0DRUW"]
["2002-06-06","2002-07-11","2002-08-02"," 10.6.2002",null,"1706/02/Sn","Obec Krašlovice","Obec Krašlovice",null,"vodovod Krašlovice","Strakonice","zrušeno 12058/2021","Vodňany","Krašlovice","vodovod","Stanislav Kuneš","Podzemní voda","KUCBAWZ0DRUW"]
["2021-01-25","2021-02-25","2021-03-20",null,null,"12058/2021","Obec Krašlovice","Obec Krašlovice","3117-674052-00667595-1/1","Krašlovice vodovod změna JVS",null,null,"Vodňany","Krašlovice","vodovod","Ing. Martin Sellner"]
["2021-01-25","2021-02-25","2021-03-20",null,null,"12058/2021","Obec Krašlovice","Obec Krašlovice","3117-674052-00667595-3/1","jednotná kanalizace VKV1-3 Krašlovice",null,null,"Vodňany","Krašlovice","kanalizace","Ing. Martin Sellner"]
["2002-06-10","2002-07-18","2002-08-08"," 13.6.2002",null,"1739/02/Sn","Obec Soběnov","Obec Soběnov",null,"Kanalizace Soběnov","Český Krumlov","změna 16449/2014, zrušeno 100826/2024","Kaplice","Soběnov","kanalizace","Jiří Klíma"," ","KUCBAWZ0DRUW"]
["2014-03-13","2014-03-28","2014-04-18",null,null,"16449/2014","Obec Soběnov","Obec Soběnov","3106-751677-00665657-3/1","Kanalizace Soběnov",null,"zrušeno 100826/2024","Kaplice","Soběnov","kanalizace","Jiří Klíma",null,"KUCBAWZ0DRUW"]
["2014-03-13","2014-03-28","2014-04-18",null,null,"16449/2014","Obec Soběnov","Obec Soběnov","3106-751677-00665657-4/1","ČOV Soběnov",null,"zrušeno 100826/2024","Kaplice","Soběnov","kanalizace","Jiří Klíma",null,"KUCBAWZ0DRUW"]
["2002-06-21","2002-08-01","2002-08-22"," 1.7.2002",null,"1958/02/Sn","Obec Hlavatce","Obec Hlavatce",null,"vodovod Hlavatce",null,"zaniklo 31.12.2011","Soběslav","Hlavatce","vodovod","Zdeněk Trešl","??????","KUCBAWZ0DRUW"]
["2002-06-21","2002-08-01","2002-08-22"," 1.7.2002",null,"1958/02/Sn","Obec Hlavatce","Obec Hlavatce",null,"kanalizace Hlavatce","Č.Budějovice","zaniklo 31.12.2011","Soběslav","Hlavatce","kanalizace","Zdeněk Trešl",null,"KUCBAWZ0DRUW"]
["2002-07-02","2002-08-23","2002-09-13","2002-08-05",null,"2178/02/Sn","Obec Radkov","Obec Radkov",null,"vodovod Radkov","Tábor",null,"Tábor","Radkov","vodovod","Slavomír Samec","Podzemní voda","KUCBAWZ0DRUW"]
["2020-03-19","2020-05-07","2020-05-28",null,null,"42593/2020","Obec Radkov","obec Radkov","3112-737968-00667111-1/1","PŘ studna, ČS Radkov - odradonovací st., VDJ Radkov",null,null,"Tábor","Radkov","vodovod","Ing. Věra Slunečková"]
["2020-03-19","2020-05-07","2020-05-28",null,null,"42593/2020","Obec Radkov","obec Radkov","3112-737968-00667111-1/2","RVS Radkov",null,null,"Tábor","Radkov","vodovod","Ing. Věra Slunečková"]
["2020-03-19","2020-05-07","2020-05-28",null,null,"42593/2020","Obec Radkov","obec Radkov","3112-737968-00667111-2/1","Studna, ČS Radkov (včetně ČS)",null,null,"Tábor","Radkov","vodovod","Ing. Věra Slunečková"]
["2020-03-19","2020-05-07","2020-05-28",null,null,"42593/2020","Obec Radkov","obec Radkov","3112-737968-00667111-2/2","odradonovací st., VDJ Radkov (vč. VDJ)",null,null,"Tábor","Radkov","vodovod","Ing. Věra Slunečková"]
["2020-03-19","2020-05-07","2020-05-28",null,null,"42593/2020","Obec Radkov","obec Radkov","3112-737968-00667111-3/1","SS Radkov",null,null,"Tábor","Radkov","kanalizace","Ing. Věra Slunečková"]
["2020-03-19","2020-05-07","2020-05-28",null,null,"42593/2020","Obec Radkov","obec Radkov","3112-737968-00667111-4/1","ČOV Radkov",null,null,"Tábor","Radkov","kanalizace","Ing. Věra Slunečková"]
["2002-07-03","2002-09-18","2002-10-08","2002-08-05",null,"2207/02/Sn","Obec Heřmaň","Obec Heřmaň",null,"Vodovod Heřmaň",null,"změna 41170/2015","Písek","Heřmaň","vodovod","Miroslav Vinkelhofer","Podzemní voda","KUCBAWZ0DRUW"]
["2002-07-03","2002-09-18","2002-10-08","2002-08-05",null,"2207/02/Sn","Obec Heřmaň","Obec Heřmaň",null,"kanalizace Heřmaň","Písek","změna 41170/2015","Písek","Heřmaň","kanalizace","Miroslav Vinkelhofer",null,"KUCBAWZ0DRUW"]
["2015-05-25","2015-06-03","2015-06-23",null,null,"41170/2015","Obec Heřmaň","Obec Heřmaň","3108-638447-00249653-1/1","Vodovodní řad Heřmaň",null,null,"Písek","Heřmaň","vodovod","Miroslav Vinkelhofer",null,"KUCBAWZ0DRUW"]
["2015-05-25","2015-06-03","2015-06-23",null,null,"41170/2015","Obec Heřmaň","Obec Heřmaň","3108-638447-00249653-4/1","ČOV Heřmaň",null,null,"Písek","Heřmaň","kanalizace","Miroslav Vinkelhofer",null,"KUCBAWZ0DRUW"]
["2015-05-25","2015-06-03","2015-06-23",null,null,"41170/2015","Obec Heřmaň","Obec Heřmaň","3108-638447-00249653-3/1","Kanalizační stoky Heřmaň",null,null,"Písek","Heřmaň","kanalizace","Miroslav Vinkelhofer",null,"KUCBAWZ0DRUW"]
["2015-05-25","2015-06-03","2015-06-23",null,null,"41170/2015","Obec Heřmaň","Obec Heřmaň","3108-638447-00249653-2/1","Stavba pro úpravu vody Heřmaň",null,null,"Písek","Heřmaň","vodovod","Miroslav Vinkelhofer",null,"KUCBAWZ0DRUW"]
["2002-07-08","2002-08-23","2002-09-17"," 2.8.2002",null,"2257/02/Sn","Obec Střítež","Obec Střítež",null,"ČOV Kaplice nádraží","Č.Krumlov","zrušeno rozhodnutím 3561/2007","Kaplice","Střítež","kanalizace","Michal Dobeš",null,"KUCBAWZ0DRVR"]
["2002-07-12","2002-08-01","2002-08-22",null,null,"2355/02/Sn","Obec Kalenice","Obec Kalenice",null,"vodovod Kalenice","Strakonice",null,"Strakonice","Kalenice","vodovod","Karel Vorda","Podzemní voda","KUCBAWZ0DRVR"]
["2002-07-25","2002-08-23","2002-09-13",null,null,"2481/02/Sn","Obec Vlastiboř","Obec Vlastiboř",null,"vodovod Vlastiboř","Tábor","zrušeno 143559/2022","Soběslav","Vlastiboř","vodovod","Jan Smítka","Podzemní voda","KUCBAWZ0DRVR"]
["2022-11-28","2022-12-16","2023-01-03",null,null,"143559/2022","Obec Vlastiboř","Obec Vlastiboř","3110-783421-00253103-2/1","ÚV Záluží, vrt V23 kú. Vlastiboř",null,null,"Soběslav","Vlastiboř","vodovod","Ing. Zdenka Sosnová"]
["2022-11-28","2022-12-16","2023-01-03",null,null,"143559/2022","Obec Vlastiboř","Obec Vlastiboř","3110-783421-00253103-1/1","PŘ vrt V23 - ÚV Záluží",null,null,"Soběslav","Vlastiboř","vodovod","Ing. Zdenka Sosnová"]
["2022-11-28","2022-12-16","2023-01-03",null,null,"143559/2022","Obec Vlastiboř","Obec Vlastiboř","3110-783421-00253103-1/2","PŘ ÚV Záluží - věžový VDJ",null,null,"Soběslav","Vlastiboř","vodovod","Ing. Zdenka Sosnová"]
["2022-11-28","2022-12-16","2023-01-03",null,null,"143559/2022","Obec Vlastiboř","Obec Vlastiboř","3110-783421-00253103-1/3","RVS Záluží u Vlastiboře",null,null,"Soběslav","Vlastiboř","vodovod","Ing. Zdenka Sosnová"]
["2022-11-28","2022-12-16","2023-01-03",null,null,"143559/2022","Obec Vlastiboř","Obec Vlastiboř","3110-783412-00253103-1/1","RVS Vlastiboř",null,null,"Soběslav","Vlastiboř","vodovod","Ing. Zdenka Sosnová"]
["2022-11-28","2022-12-16","2023-01-03",null,null,"143559/2022","Obec Vlastiboř","Obec Vlastiboř","3110-783404-00253103-1/1","RVS Svinky",null,null,"Soběslav","Vlastiboř","vodovod","Ing. Zdenka Sosnová"]
["2022-11-28","2022-12-16","2023-01-03",null,null,"143559/2022","Obec Vlastiboř","Obec Vlastiboř","3110-783412-00253103-3/1","Stoková síť Vlastiboř",null,null,"Soběslav","Vlastiboř","kanalizace","Ing. Zdenka Sosnová"]
["2022-11-28","2022-12-16","2023-01-03",null,null,"143559/2022","Obec Vlastiboř","Obec Vlastiboř","3110-783404-00253103-3/1","Stoková síť Svinky",null,null,"Soběslav","Vlastiboř","kanalizace","Ing. Zdenka Sosnová"]
["2022-11-28","2022-12-16","2023-01-03",null,null,"143559/2022","Obec Vlastiboř","Obec Vlastiboř","3110-783412-00253103-4/1","ČOV Vlastiboř",null,null,"Soběslav","Vlastiboř","kanalizace","Ing. Zdenka Sosnová"]
["2002-08-05","2002-11-19","2002-12-07","2002-09-19",null,"2615/02/Sn","Obec Záhoří  ","Obec Záhoří  ",null,"vodovod Záhoří","Písek","zrušeno 6642/2004","Písek","Záhoří","vodovod","Ladislav Pípal","????????","KUCBAWZ0DRVR"]
["2002-08-16","2002-09-18","2002-10-08",null,null,"2739/02/Sn","Obec Slabčice","Obec Slabčice","3108-749281-00250112-1/1","PŘ zdroj - obec Slabčice","Písek","změna 61284/2020","Písek","Slabčice","vodovod","Josef Král","Podzemní voda","KUCBAWZ0DRVR"]
["2002-08-16","2020-08-05","2020-09-15",null,null,"61284/2020","Obec Slabčice","Obec Slabčice","3108-749281-00250112-1/2","RVS Slabčice",null,null,"Písek","Slabčice","vodovod","Petr Beran"]
["2002-08-16","2020-08-05","2020-09-15",null,null,"61284/2020","Obec Slabčice","Obec Slabčice","3108-749281-00250112-2/1","Slabčice ÚV",null,null,"Písek","Slabčice","vodovod","Petr Beran"]
["2002-08-16","2020-08-05","2020-09-15",null,null,"61284/2020","Obec Slabčice","Obec Slabčice","3108-749281-00250112-3/1","stok. síť Nemějice",null,null,"Písek","Slabčice","kanalizace","Petr Beran"]
["2002-08-16","2020-08-05","2020-09-15",null,null,"61284/2020","Obec Slabčice","Obec Slabčice","3108-749281-00250112-3/1","stok. Síť Písecká Smoleč",null,null,"Písek","Slabčice","kanalizace","Petr Beran"]
["2002-08-16","2020-08-05","2020-09-15",null,null,"61284/2020","Obec Slabčice","Obec Slabčice","3108-749281-00250112-3/1","stok. Síť Slabčice",null,null,"Písek","Slabčice","kanalizace","Petr Beran"]
["2002-08-07","2002-10-18","2002-11-08","2002-09-18",null,"2666/02/Sn","Obec Temešvár","Obec Temešvár",null,"vodovod Temešvár","Písek","zrušeno 41652/2017","Písek","Temešvár","vodovod","Antonín Mála","???????????","KUCBAWZ0DRVR"]
["2017-03-28","2017-04-13","2017-05-13",null,null,"41652/2017","Obec Temešvár","Obec Temešvár","3108-656666-00512052-1/1","Vodovodní řady",null,null,"Písek","Temešvár","vodovod","Mgr. Ivana Očásková",null,"KUCBAWZ0DRVR"]
["2017-03-28","2017-04-13","2017-05-13",null,null,"41652/2017","Obec Temešvár","Obec Temešvár","3108-656666-00512052-2/1 ","Stavba pro úpravu vody",null,null,"Písek","Temešvár","vodovod","Mgr. Ivana Očásková",null,"KUCBAWZ0DRVR"]
["2002-08-27","2002-10-25","2002-11-16","2002-09-19",null,"2862/02/Sn","NONA Volary, s.r.o.","NONA Volary, s.r.o.",null,"Vodovod","Prachatice",null,"Prachatice","Volary","vodovod","Jiří Pešek","Podzemní voda","KUCBAWZ0DRVR"]
["2002-08-27","2002-10-25","2002-11-16","2002-09-19",null,"2862/02/Sn","NONA Volary, s.r.o.","NONA Volary, s.r.o.",null,"kanalizace","Prachatice",null,"Prachatice","Volary","kanalizace","Jiří Pešek",null,"KUCBAWZ0DRVR"]
["2002-10-08","2002-10-18","2002-11-08",null,null,"3404/02/Sn","Obec Košice  ","Obec Košice  ",null,"kanalizace Košice","Tábor","zrušeno 10451/2012","Tábor","Košice","kanalizace","Josef Staněk",null,"KUCBAWZ0DRVR"]
["2002-10-17","2002-12-04","2002-12-24","2002-11-12",null,"3539/02/Sn","Obec Lažánky","Obec Lažánky",null,"vodovod Lažánky","Strakonice",null,"Blatná","Lažánky","vodovod","Josef Sedláček","???????????","KUCBAWZ0DRVR"]
["2002-10-17","2002-12-04","2002-12-24","2002-11-12",null,"3539/02/Sn","Obec Lažánky","Obec Lažánky",null,"Kanalizace Lažánky","Strakonice",null,"Blatná","Lažánky","kanalizace","Josef Sedláček",null,"KUCBAWZ0DRVR"]
["2002-09-30","2002-10-31","2002-11-23",null,null,"3286/02/Ža","Obec Vodice","Obec Vodice",null,"Vodovod Vodice","Tábor","zrušeno 20992/2011","Tábor","Vodice","vodovod","František Havel","Podzemní voda","KUCBAWZ0DRVR"]
["2011-06-01","2011-06-27","2011-07-20",null,null,"20992/2011","Obec Vodice","Obec Vodice","3112-630560-00253138-1/1","PŘ vrt HJ1 - VDJ Domamyšl (včetně VDJ)",null,null,"Tábor","Vodice","vodovod","Josef Novák",null,"KUCBAWZ0DRVR"]
["2011-06-01","2011-06-27","2011-07-20",null,null,"20992/2011","Obec Vodice","Obec Vodice","3112-630560-00253138-1/2","PŘ VDJ Domamyšl - RVS Domamyšl",null,null,"Tábor","Vodice","vodovod","Josef Novák",null,"KUCBAWZ0DRVR"]
["2011-06-01","2011-06-27","2011-07-20",null,null,"20992/2011","Obec Vodice","Obec Vodice","3112-630560-00253138-1/3","RVS Domamyšl",null,null,"Tábor","Vodice","vodovod","Josef Novák",null,"KUCBAWZ0DRVR"]
["2011-06-01","2011-06-27","2011-07-20",null,null,"20992/2011","Obec Vodice","Obec Vodice","3112-784273-00253138-1/1","PŘ vrt HJ 4 Babčice - VDJ Vodice (včetně VDJ)",null,null,"Tábor","Vodice","vodovod","Josef Novák",null,"KUCBAWZ0DRVR"]
["2011-06-01","2011-06-27","2011-07-20",null,null,"20992/2011","Obec Vodice","Obec Vodice","3112-784273-00253138-1/2","PŘ VDJ Vodice - RVS Vodice",null,null,"Tábor","Vodice","vodovod","Josef Novák",null,"KUCBAWZ0DRVR"]
["2011-06-01","2011-06-27","2011-07-20",null,null,"20992/2011","Obec Vodice","Obec Vodice","3112-784273-00253138-1/3","RVS Vodice",null,null,"Tábor","Vodice","vodovod","Josef Novák",null,"KUCBAWZ0DRVR"]
["2011-06-01","2011-06-27","2011-07-20",null,null,"20992/2011","Obec Vodice","Obec Vodice","3112-784273-00253138-1/4","PŘ RVS Vodice - RVS Vodice/Hadovky",null,null,"Tábor","Vodice","vodovod","Josef Novák",null,"KUCBAWZ0DRVR"]
["2011-06-01","2011-06-27","2011-07-20",null,null,"20992/2011","Obec Vodice","Obec Vodice","3112-784273-00253138-1/5","RVS Vodice/Hadovky",null,null,"Tábor","Vodice","vodovod","Josef Novák",null,"KUCBAWZ0DRVR"]
["2011-06-01","2011-06-27","2011-07-20",null,null,"20992/2011","Obec Vodice","Obec Vodice","3112-630551-00253138-1/1","PŘ VDJ Vodice - RVS Babčice",null,null,"Tábor","Vodice","vodovod","Josef Novák",null,"KUCBAWZ0DRVR"]
["2011-06-01","2011-06-27","2011-07-20",null,null,"20992/2011","Obec Vodice","Obec Vodice","3112-630551-00253138-1/2","RVS Babčice",null,null,"Tábor","Vodice","vodovod","Josef Novák",null,"KUCBAWZ0DRVR"]
["2011-06-01","2011-06-27","2011-07-20",null,null,"20992/2011","Obec Vodice","Obec Vodice","3112-784265-00253138-1/1","PŘ RVS Vodice - RVS Malešín",null,null,"Tábor","Vodice","vodovod","Josef Novák",null,"KUCBAWZ0DRVR"]
["2011-06-01","2011-06-27","2011-07-20",null,null,"20992/2011","Obec Vodice","Obec Vodice","3112-784265-00253138-1/2","RVS Malešín",null,null,"Tábor","Vodice","vodovod","Josef Novák",null,"KUCBAWZ0DRVR"]
["2011-06-01","2011-06-27","2011-07-20",null,null,"20992/2011","Obec Vodice","Obec Vodice","3112-784265-00253138-1/3","PŘ RVS Malešín - RVS Malešín - RVS Malešín/Blatiny",null,null,"Tábor","Vodice","vodovod","Josef Novák",null,"KUCBAWZ0DRVR"]
["2011-06-01","2011-06-27","2011-07-20",null,null,"20992/2011","Obec Vodice","Obec Vodice","3112-784265-00253138-1/4","RVS Malešín/Blatiny",null,null,"Tábor","Vodice","vodovod","Josef Novák",null,"KUCBAWZ0DRVR"]
["2011-06-01","2011-06-27","2011-07-20",null,null,"20992/2011","Obec Vodice","Obec Vodice","3112-630560-00253138-2/1","Stavby pro úpravu vody: Vrt HJ 1 - Domamyšl",null,null,"Tábor","Vodice","vodovod","Josef Novák",null,"KUCBAWZ0DRVR"]
["2011-06-01","2011-06-27","2011-07-20",null,null,"20992/2011","Obec Vodice","Obec Vodice","3112-630551-00253138-2/1","Stavby pro úpravu vody: Vrt HJ 4 -Babčice",null,null,"Tábor","Vodice","vodovod","Josef Novák",null,"KUCBAWZ0DRVR"]
["2002-11-06","2002-11-12","2002-11-30",null,null,"3791/02/Sn","Obec Kluky","Obec Kluky",null,"vodovod Kluky","Písek","Změněno rozhodnutím 9271/1/2004 (323)","Písek","Kluky","vodovod","Ladislav Pípal","Podzemní voda","KUCBAWZ0DRVR"]
["2002-11-04","2002-11-12","2002-11-30",null,null,"3763/02/Sn","DOSI spol s.r.o.","Obec Sv.Máří",null,"Vodovod   „je k dispozici živnostenský list“","Prachatice","Zrušeno KUJCK 31230/2007","Vimperk","Svatá Máří","vodovod","Václav Fridrich","???????????","KUCBAWZ0DRVR"]
["2002-11-12","2002-12-16","2003-03-21","19.112002",null,"3852/02/Sn","Pavel Bartůněk","Obec Běleč",null,"Vodovod","Tábor","zrušeno 54487/2024","Tábor","Běleč","vodovod","Pavel Bartůněk","Podzemní voda","KUCBAWZ0DRVR"]
["2002-11-14","2002-12-03","2002-12-21",null,null,"3822/02/Sn","Obec Pojbuky","Obec Pojbuky",null,"vodovod Pojbuky","Tábor","zrušeno","Tábor","Pojbuky","vodovod","Miloslav Jelínek","???????????","KUCBAWZ0DRVR"]
["2002-11-27","2002-12-04","2002-12-24",null,null,"4029/02/Sn","Město Mirovice        ","Město Mirovice        ",null,"Vodovod Touškov, Řeteč, Boješice","Písek",null,"Písek","Mirovice","vodovod","Zdeněk Bárta","Podzemní voda","KUCBAWZ0DRVR"]
["2002-11-27","2002-12-04","2002-12-24",null,null,"4029/02/Sn","Město Mirovice        ","Město Mirovice        ",null," kanalizace Plíškovice","Písek",null,"Písek","Mirovice","kanalizace","Zdeněk Bárta",null,"KUCBAWZ0DRVR"]
["2002-11-27","2002-12-03","2002-12-21",null,null,"4031/02/Sn","Obec Hříšice","Obec Hříšice",null,"vodovod Hříšice","Jindř.Hradec","zrušeno 42822/2011","Dačice","Hříšice","vodovod","Bohumil Křivánek","Podzemní voda","KUCBAWZ0DRVR"]
["2011-11-21","2011-12-12","2012-01-03",null,null,"42822/2011","Obec Hříšice","Obec Hříšice","3104-649074-00246794-1/1","Přívodní řad Hříšice",null,"Změna 106467/2025","Dačice","Hříšice","vodovod","Ing. Luděk Kotrba",null,"KUCBAWZ0DRVR"]
["2011-11-21","2011-12-12","2012-01-03",null,null,"42822/2011","Obec Hříšice","Obec Hříšice","3104-621072-00246794-1/1","Přívodní řad Jersice",null,"Změna 106467/2025","Dačice","Hříšice","vodovod","Ing. Luděk Kotrba",null,"KUCBAWZ0DRVR"]
["2025-09-17","2025-10-13","2025-11-05",null,null,"106467/2025","Obec Hříšice","Obec Hříšice","3104-649074-00246794-3/1","Kanalizace Hříšice",null,null,"Dačice","Hříšice","kanalizace","Ing. Luděk Kotrba"]
["2025-09-17","2025-10-13","2025-11-05",null,null,"106467/2025","Obec Hříšice","Obec Hříšice","3104-649074-00246794-1/2","Rozvodná vodovodní síť Hříšice",null,null,"Dačice","Hříšice","vodovod","Ing. Luděk Kotrba"]
["2025-09-17","2025-10-13","2025-11-05",null,null,"106467/2025","Obec Hříšice","Obec Hříšice","3104-621072-00246794-1/2","Rozvodná vodovodní síť  Jersice",null,null,"Dačice","Hříšice","vodovod","Ing. Luděk Kotrba"]
["2025-09-17","2025-10-13","2025-11-05",null,null,"106467/2025","Obec Hříšice","Obec Hříšice","3104-621072-00246794-3/1","Kanalizace Jersice",null,null,"Dačice","Hříšice","kanalizace","Ing. Luděk Kotrba"]
["2025-09-17","2025-10-13","2025-11-05",null,null,"106467/2025","Obec Hříšice","Obec Hříšice","3104-621072-00246794-2/1","ÚV Hříšice",null,null,"Dačice","Hříšice","vodovod","Ing. Luděk Kotrba"]
["2025-09-17","2025-10-13","2025-11-05",null,null,"106467/2025","Obec Hříšice","Obec Hříšice","3104-621072-00246794-2/2","ÚV Jersice",null,null,"Dačice","Hříšice","vodovod","Ing. Luděk Kotrba"]
["2002-12-04","2003-12-16","2003-01-04",null,null,"4117/02/Sn","Obec Nová Ves, Turovec","Obec Nová Ves, Turovec",null,"vodovod","Tábor","zrušeno","Tábor","Nová Ves u Chýnova, Turovec","vodovod","František Novák","???????????","KUCBAWZ0DRVR"]
["2002-12-04","2002-12-16","2003-01-04",null,null,"4116/02/Sn","Obec Turovec","Obec Turovec",null,"kanalizace Turovec","Tábor","zrušeno","Tábor","Turovec","kanalizace","František Novák",null,"KUCBAWZ0DRVR"]
["2002-12-09","2003-12-19","2004-01-07","2003-11-24",null,"4151/02/Sn","Obec Orlík nad Vltavou","Obec Orlík nad Vltavou",null,"Vodovod Orlík nad Vltavou","Písek","Zrušeno, nedoložení vzdělání","Písek","Orlík nad Vltavou","vodovod","Jiří Hanzlík","Podzemní voda","KUCBAWZ0DRVR"]
["2002-12-09","2003-12-19","2004-01-07","2003-11-24",null,"4151/02/Sn","Obec Orlík nad Vltavou","Obec Orlík nad Vltavou",null,"kanalizace Orlík nad Vltavou","Písek","Zrušeno, nedoložení vzdělání","Písek","Orlík nad Vltavou","kanalizace","Jiří Hanzlík",null,"KUCBAWZ0DRVR"]
["2002-12-12","2003-10-29","2003-11-19",null,null,"4235/02/Sn","Obec Střížov","Obec Střížov","3102-758035-00581895-1/1","vodovod Střížov","CB","změna 42813/2011","České Budějovice","Střížov","vodovod","Ing. Jan Švarc","Podzemní voda","KUCBAWZ0DRVR"]
["2002-12-12","2003-12-15","2004-01-06",null,null,"4215/0//Sn","Obec Ratibořské Hory","Obec Ratibořské Hory","3112-739880-00252794-3/2","stoková síť Ratobořské hory","Tá","Povolení vydáno pod č.j. 8908/03","Tábor","Ratibořské hory","kanalizace","Jaroslav Zelenka",null,"KUCBAWZ0DRVR"]
["2002-12-12","2003-12-15","2004-01-06",null,null,"4215/0//Sn","Obec Ratibořské Hory","Obec Ratibořské Hory","3112-739880-00252794-3/1","PS SS Ratibořské Hory- ČOV Ratibořské Hory","Tá","Povolení vydáno pod č.j. 8908/03","Tábor","Ratibořské hory","kanalizace","Jaroslav Zelenka",null,"KUCBAWZ0DRVR"]
["2002-12-12","2003-12-15","2004-01-06",null,null,"4215/0//Sn","Obec Ratibořské Hory","Obec Ratibořské Hory","3112-739880-00252794-4/1","ČOV Ratibořské Hory","Tá","Povolení vydáno pod č.j. 8908/03","Tábor","Ratibořské hory","kanalizace","Jaroslav Zelenka",null,"KUCBAWZ0DRVR"]
["2002-12-16","2003-05-02","2003-05-31","2003-02-10",null,"4254/02/Ha","Obec Záboří","Obec Záboří",null,"Vodovod Záboří","Strakonice","zrušeno 15841/2011","Blatná","Záboří","vodovod","Jaroslav Kůrka","Podzemní voda","KUCBAWZ0DRVR"]
["2002-12-16","2003-05-02","2003-05-31","2003-02-10",null,"4254/02/Ha","Obec Záboří","Obec Záboří",null," kanalizace včetně ČOV Záboří","Strakonice","zrušeno 15841/2011","Blatná","Záboří","kanalizace","Jaroslav Kůrka",null,"KUCBAWZ0DRVR"]
["2011-04-22","2011-05-23","2011-06-15",null,null,"15841/2011","Obec Záboří","Obec Záboří","3101-789313-00252018-1/1","vodovod Záboří",null,null,"Blatná","Záboří","vodovod","Roman Říha ",null,"KUCBAWZ0DRVR"]
["2011-04-22","2011-05-23","2011-06-15",null,null,"15841/2011","Obec Záboří","Obec Záboří","3101-789313-00252018-3/1","kanalizace Záboří",null,null,"Blatná","Záboří","kanalizace","Roman Říha ",null,"KUCBAWZ0DRVR"]
["2011-04-22","2011-05-23","2011-06-15",null,null,"15841/2011","Obec Záboří","Obec Záboří","3101-789313-00252018-4/1","ČOV Záboří",null,null,"Blatná","Záboří","kanalizace","Roman Říha ",null,"KUCBAWZ0DRVR"]
["2002-12-30","2003-06-18","2003-07-09",null,null,"4405/02/Be","Obec Skopytce","Obec Skopytce",null,"vodovod Skopytce",null,"zrušeno 1222/2012","Tábor","Skopytce","vodovod","Josef Kabeš","Podzemní voda","KUCBAWZ0DRVR"]
["2012-12-29","2012-02-01","2012-02-25",null,null,"1222/2012","Obec Skopytce","Obec Skopytce","3112-653608-00252875-2/1","úpravna vody Skopytce",null,"Změna 18208/2018, zrušeno 6773/2022","Tábor","Skopytce","vodovod","Bc Petr Míka",null,"KUCBAWZ0DRVR"]
["2012-12-29","2012-02-01","2012-02-25",null,null,"1222/2012","Obec Skopytce","Obec Skopytce","3112-748358-00252875-1/1","vodovod Skopytce",null,"Změna 18208/2018, 6773/2022","Tábor","Skopytce","vodovod","Bc Petr Míka",null,"KUCBAWZ0DRVR"]
["2012-12-29","2012-02-01","2012-02-25",null,null,"1222/2012","Obec Skopytce","Obec Skopytce","3112-650552-00252875-2/1","úpravna vody Chabrovice",null,"Změna 18208/2018, zrušeno 6773/2022","Tábor","Skopytce","vodovod","Bc Petr Míka",null,"KUCBAWZ0DRVR"]
["2012-12-29","2012-02-01","2012-02-25",null,null,"1222/2012","Obec Skopytce","Obec Skopytce","3112-650552-00252875-1/1","vodovod Chabrovice",null,"Změna 18208/2018, 6773/2022","Tábor","Skopytce","vodovod","Bc Petr Míka",null,"KUCBAWZ0DRVR"]
["2022-01-12","2022-01-17","2022-02-08",null,null,"6773/2022","Obec Skopytce","Obec Skopytce","3112-653608-00252875-2/1","zdroj vody Kajetín",null,null,"Tábor","Skopytce","vodovod","Bc Petr Míka"]
["2022-01-12","2022-01-17","2022-02-08",null,null,"6773/2022","Obec Skopytce","Obec Skopytce","3112-650552-00252875-2/1","zdroj vody Chabrovice",null,null,"Tábor","Skopytce","vodovod","Bc Petr Míka"]
["2022-01-12","2022-01-17","2022-02-08",null,null,"6773/2022","Obec Skopytce","Obec Skopytce","3112-748358-00252875-2/1","zdroj s úpravnou vody Skopytce",null,null,"Tábor","Skopytce","vodovod","Bc Petr Míka"]
["2002-12-31","2004-03-29","2004-04-16","2003-02-06",null,"4430/02/Ha","Obec Radenín","Obec Radenín","zrušeno","samostatný vodovod a samostatná kanalizace části obce Radenín",null,null,"Tábor","Radenín","V a K","Jiří Fučík","Podzemní voda","KUCBAWZ0DRVR"]
["2002-12-31","2004-03-29","2004-04-16",null,null,"4430/02/Ha","Obec Radenín","Obec Radenín","zrušeno","samostatný vodovod a samostatná kanalizace části obce Kozmice",null,null,"Tábor","Radenín","V a K","Jiří Fučík","Podzemní voda","KUCBAWZ0DRVR"]
["2002-12-31","2004-03-29","2004-04-16",null,null,"4430/02/Ha","Obec Radenín","Obec Radenín","zrušeno","místní vodovod v částech obce Hroby a Nuzbely",null,null,"Tábor","Radenín","vodovod","Jiří Fučík","Podzemní voda","KUCBAWZ0DRVR"]
["2002-12-31","2004-03-29","2004-04-16",null,null,"4430/02/Ha","Obec Radenín","Obec Radenín","zrušeno","samostatný vodovod a samostatná kanalizace části obce Terezín",null,"Zamítnuto","Tábor","Radenín","V a K",null,null,"KUCBAWZ0DRVR"]
["2002-12-31","2004-03-29","2004-04-16",null,null,"4430/02/Ha","Obec Radenín","Obec Radenín","zrušeno","samostatná kanalizace části obce Nuzbely",null,"Zamítnuto","Tábor","Radenín","kanalizace",null,null,"KUCBAWZ0DRVR"]
["2002-12-31","2004-03-29","2004-04-16",null,null,"4430/02/Ha","Obec Radenín","Obec Radenín","zrušeno","samostatný vodovod a samostatná kanalizace části obce Bítov",null,"Zamítnuto","Tábor","Radenín","V a K",null,null,"KUCBAWZ0DRVR"]
["2002-12-31","2004-03-29","2004-04-16",null,null,"4430/02/Ha","Obec Radenín","Obec Radenín","zrušeno","samostatný vodovod a samostatná kanalizace části obce Lažany",null,"Zamítnuto","Tábor","Radenín","V a K",null,null,"KUCBAWZ0DRVR"]
["2003-01-02","2003-04-22","2003-05-15","2003-02-05",null,"9/03/Hav","Obec Miloňovice","Obec Miloňovice",null,"Kanalizace Miloňovice",null,"změna 9718/2012","Strakonice","Miloňovice","kanalizace","Karel Trch",null,"KUCBAWZ0DRVR"]
["2012-04-06","2012-04-26","2012-05-23",null,null,"9718/2012","Obec Miloňovice","Obec Miloňovice","3111-695092-00251488-4/1","ČOV Miloňovice",null,null,"Strakonice","Miloňovice","kanalizace","Karel Trch",null,"KUCBAWZ0DRVR"]
["2012-04-06","2012-04-26","2012-05-23",null,null,"9718/2012","Obec Miloňovice","Obec Miloňovice","3111-695092-00251488-3/1","kanalizační stoky Miloňovice",null,null,"Strakonice","Miloňovice","kanalizace","Karel Trch",null,"KUCBAWZ0DRVR"]
["2003-01-02","2003-07-29","2003-08-26",null,null,"5/03/Be","Obec Myštice","Obec Myštice",null,"Vodovod Myštice","Strak",null,"Blatná","Myštice","vodovod","František Žák","Podzemní voda","KUCBAWZ0DRVR"]
["2003-01-02","2003-07-29","2003-08-26",null,null,"5/03/Be","Obec Myštice","Obec Myštice",null,"Kanalizace Myštice",null,null,"Blatná","Myštice","kanalizace","František Žák",null,"KUCBAWZ0DRVR"]
["2003-01-06","2003-11-24","2003-12-15",null,"2004-02-16","41/03/Be","DOSI spol. s.r.o. ","Prima Agri PT",null,null,"Prachatice",null,null,null,null,null,null,"KUCBAWZ0DRWM"]
["2003-01-06","2008-04-30","2008-05-20","2003-11-24",null,"40/03/Be","DOSI spol. s.r.o.","Obec Záblatí","3109-789179-00250848-1/1","PŘ Záblatí","Prachatice","zrušeno 8246/2008","Prachatice","Záblatí","vodovod","Václav Fridrich",null,"KUCBAWZ0DRWM"]
["2003-01-06","2008-04-30","2008-05-20",null,null,"40/03/Be","DOSI spol. s.r.o.","Obec Záblatí","3109-789179-00250848-1/2","RVS Záblatí",null,"zrušeno 8246/2008","Prachatice","Záblatí","vodovod","Václav Fridrich",null,"KUCBAWZ0DRWM"]
["2003-01-14","2004-01-21","2004-02-13",null,null,"171/03/Be","AES Bohemia  spol.s.r.o.","AES Bohemia  spol.s.r.o.",null,"kanalizace",null,"změna 28318/2013","Tábor","Planá nad Lužnicí","vodovod","Zdeněk Šesták","povrchová voda","KUCBAWZ0DRWM"]
["2003-01-14","2004-01-21","2004-02-13","2003-07-23",null,"171/03/Be","AES Bohemia  spol.s.r.o.","AES Bohemia  spol.s.r.o.",null,"vodovod",null,"změna 28318/2013","Tábor","Planá nad Lužnicí","kanalizace","Zdeněk Šesták",null,"KUCBAWZ0DRWM"]
["2013-05-22","2013-06-24","2013-07-12",null,null,"28318/2013","C-Energy Bohemia spol. s r.o.","C-Energy Bohemia spol. s r.o.","3112-721336-25106481-1/1","vodovod ",null,null,"Tábor","Planá nad Lužnicí","vodovod","Pavla Černá",null,"KUCBAWZ0DRWM"]
["2013-05-22","2013-06-24","2013-07-12",null,null,"28318/2013","C-Energy Bohemia spol. s r.o.","C-Energy Bohemia spol. s r.o.","3112-721336-25106481-3/1","kanalizace",null,null,"Tábor","Planá nad Lužnicí","kanalizace","Pavla Černá",null,"KUCBAWZ0DRWM"]
["2004-03-11","2004-03-16","2004-04-02",null,null,"8878/2004","ČEVAK a.s.","Obec Albrechtice nad Vltavou","3108-600229-00249521-1/3","RVS Újezd",null,"zrušeno 90288/2023","Písek","Albrechtice nad Vltavou","vodovod",null,null,"KUCBAWZ0DT44"]
["2003-02-17","2003-08-08","2003-08-28",null,null,"1094/03/Hav","ČEVAK a.s.","Obec Albrechtice n/Vlt","3108-600229-00249521-1/2","Přívodní řad  VŠ Všeteč –  VDJ Albrechtice nad Vltavou","Č. bud.","změna 61444/2014, 116775/2020, zrušeno 90288/2023","Písek","Albrechtice nad Vltavou","vodovod","Ing. Olga Štíchová",null,"KUCBAWZ0DRWM"]
["2003-02-17","2003-08-08","2003-08-28",null,null,"1094/03/Hav","ČEVAK a.s.","Obec Albrechtice n/Vlt","3108-600229-00249521-1/1","Rozvodná síť Albrechtice n/Vlt.",null,"změna 61444/2014, 116775/2020, zrušeno 90288/2023","Písek","Albrechtice nad Vltavou","vodovod","Ing. Olga Štíchová",null,"KUCBAWZ0DRWM"]
["2003-02-17","2003-08-08","2003-08-28",null,null,"1094/03/Hav","ČEVAK a.s.","Obec Albrechtice n/Vlt","3108-600229-00249521-1/3","Rozvodná síť Albrechtice n/Vlt. - Hladná",null,"změna 61444/2014, 116775/2020, zrušeno 90288/2023","Písek","Albrechtice nad Vltavou","vodovod","Ing. Olga Štíchová",null,"KUCBAWZ0DRWM"]
["2014-10-07","2014-11-03","2014-11-20",null,null,"61444/2014","ČEVAK a.s.","Obec Albrechtice n/Vlt","3108-600229-00249521-1/4","RVS Albrechtice nad Vltavou - Újezd",null,"změna 116775/2020, zrušeno 90288/2023","Písek","Albrechtice nad Vltavou","vodovod","Ing. Olga Štíchová",null,"KUCBAWZ0DRWM"]
["2020-09-17","2020-10-14","2020-10-31",null,null,"116775/2020","ČEVAK a.s.","Obec Albrechtice n/Vlt","3108-600229-00249521-1/5","PŘ VDM šachta Všeteč - VDJ Újezd",null,"zrušeno 90288/2023","Písek","Albrechtice nad Vltavou","vodovod","Ing. Olga Štíchová"]
["2023-07-18","2023-09-18","2023-10-05",null,null,"90288/2023\n108855/2023","ČEVAK a.s.","obec Albrechtice n/Vlt","3108-600229-00249521-1/1","Albrechtice n/Vlt. Hladná - vodovodní síť",null,null,"Písek","Albrechtice nad Vltavou","vodovod","Ing. Martin Kalač"]
["2023-07-18","2023-09-18","2023-10-05",null,null,"90288/2023\n108855/2023","ČEVAK a.s.","obec Albrechtice n/Vlt","3108-600229-00249521-1/2","Albrechtice n/Vlt. - Újezd u Albrechtic vodovodní síť",null,null,"Písek","Albrechtice nad Vltavou","vodovod","Ing. Martin Kalač"]
["2025-06-11","2025-07-02","2025-07-19",null,null,"71622/2025","ČEVAK a.s.","obec Albrechtice n/Vlt","3108-600229-00249521-3/1","Albrechtice nad Vltavou - stoková síť",null,null,"Písek","Albrechtice nad Vltavou","kanalizace","Ing. Martin Kalač"]
["2025-06-11","2025-07-02","2025-07-19",null,null,"71622/2025","ČEVAK a.s.","obec Albrechtice n/Vlt","3108-600229-00249521-4/1","Albrechtice nad Vltavou - ČOV",null,null,"Písek","Albrechtice nad Vltavou","kanalizace","Ing. Martin Kalač"]
["2003-02-17","2003-08-08","2003-08-28",null,null,"1093/03/Hav","ČEVAK a.s.","Obec Tálín","3108-765015-00250163-1/2","Rozvodná síť Tálín","Písek","zrušeno 104931/2024","Písek","Tálín","vodovod",null,null,"KUCBAWZ0DRWM"]
["2003-02-17","2003-08-08","2003-08-28",null,null,"1093/03/Hav","ČEVAK a.s.","Obec Tálín","3108-765015-00250163-1/1","Přívodní řad Žďár – Tálín",null,"zrušeno 104931/2024","Písek","Tálín","vodovod",null,null,"KUCBAWZ0DRWM"]
["2024-08-30","2024-10-09","2024-10-30",null,null,"104931/2024","ČEVAK a.s.","Obec Tálín","3108-765015-00250163-1/1","Tálín – vodovodní síť"]
["2003-03-03","2003-08-08","2003-08-28",null,null,"1464/03/Hav","VaK JČ a.s.","Obec Homole","Bez IČME","Vodovodní řad Homole","Č. Bud.","zrušeno č.j. 1527/2009","České Budějovice","Homole","vodovod",null,null,"KUCBAWZ0DRWM"]
["2003-03-03","2003-08-08","2003-08-28",null,null,"1464/03/Hav","VaK JČ a.s.","Obec Homole","Bez IČME","Vodovodní řad Nové Homole",null,"zrušeno č.j. 1527/2009","České Budějovice","Homole","vodovod",null,null,"KUCBAWZ0DRWM"]
["2003-03-03","2003-08-08","2003-08-28",null,null,"1464/03/Hav","VaK JČ a.s.","Obec Homole","Bez IČME","Vodovodní řad Černý Dub",null,"zrušeno č.j. 1527/2009","České Budějovice","Homole","vodovod",null,null,"KUCBAWZ0DRWM"]
["2003-03-03","2003-08-08","2003-08-28",null,null,"1464/03/Hav","VaK JČ a.s.","Obec Homole","Bez IČME","Vodovodní řad Dvůr Koroseky",null,"zrušeno č.j. 1527/2009","České Budějovice","Homole","vodovod",null,null,"KUCBAWZ0DRWM"]
["2009-01-19","2009-02-10","2009-02-28",null,null,"1527/2009","VaK JČ a.s.","Obec Homole","3102-641588-00244902-1/1","PŘ z Nových Homol - Č. Dub",null,"zrušeno 52149/2018",null,null,null,null,null,"KUCBAWZ0DRWM"]
["2009-01-19","2009-02-10","2009-02-28",null,null,"1527/2009","VaK JČ a.s.","Obec Homole","3102-641588-00244902-1/2","RVS Černý Dub",null,"zrušeno 52149/2018",null,null,null,null,null,"KUCBAWZ0DRWM"]
["2009-01-19","2009-02-10","2009-02-28",null,null,"1527/2009","VaK JČ a.s.","Obec Homole","3102-641588-00244902-1/3","PŘ - odb. z DN 1000 po Homole",null,"zrušeno 52149/2018",null,null,null,null,null,"KUCBAWZ0DRWM"]
["2009-01-19","2009-02-10","2009-02-28",null,null,"1527/2009","VaK JČ a.s.","Obec Homole","3102-641588-00244902-1/4","RVS Homole",null,"zrušeno 52149/2018",null,null,null,null,null,"KUCBAWZ0DRWM"]
["2009-01-19","2009-02-10","2009-02-28",null,null,"1527/2009","VaK JČ a.s.","Obec Homole","3102-641588-00244902-1/5","PŘ - od Homol - Nové Homole",null,"zrušeno 52149/2018",null,null,null,null,null,"KUCBAWZ0DRWM"]
["2009-01-19","2009-02-10","2009-02-28",null,null,"1527/2009","VaK JČ a.s.","Obec Homole","3102-641588-00244902-1/6","RVS Nové Homole",null,"zrušeno 52149/2018",null,null,null,null,null,"KUCBAWZ0DRWM"]
["2009-01-19","2009-02-10","2009-02-28",null,null,"1527/2009","VaK JČ a.s.","Obec Homole","3102-641588-00244902-1/7","PŘ Nové Homole - VŠ Jihočeský chovatel",null,"zrušeno 52149/2018",null,null,null,null,null,"KUCBAWZ0DRWM"]
["2009-01-19","2009-02-10","2009-02-28",null,null,"1527/2009","VaK JČ a.s.","Obec Homole","3102-641588-00244902-1/8","RVS Dvůr Koroseky",null,"zrušeno 52149/2018",null,null,null,null,null,"KUCBAWZ0DRWM"]
["2004-03-11","2004-03-16","2004-04-02",null,null,"8779/2004","VaK JČ a.s.","Obec Homole","3102-641588-00244902-3/1","Stoková síť Homole",null,"zrušeno 52149/2018",null,null,null,null,null,"KUCBAWZ0DT2E"]
["2004-03-11","2004-03-16","2004-04-02",null,null,"8779/2004","VaK JČ a.s.","Obec Homole","3102-641588-00244902-3/3","Stoková síť Nové Homole",null,"zrušeno 52149/2018",null,null,null,null,null,"KUCBAWZ0DT2E"]
["2004-03-11","2004-03-16","2004-04-02",null,null,"8779/2004","VaK JČ a.s.","Obec Homole","3102-641588-00244902-3/2","Stoková síť Černý Dub",null,"zrušeno 52149/2018",null,null,null,null,null,"KUCBAWZ0DT2E"]
["2004-03-11","2004-03-16","2004-04-02",null,null,"8779/2004","VaK JČ a.s.","Obec Homole","3102-641588-00244902-4/2","Čistírna odpadních vod Černý Dub",null,"zrušeno 52149/2018",null,null,null,null,null,"KUCBAWZ0DT2E"]
["2018-04-16","2018-05-09","2018-05-26",null,null,"52149/2018","ČEVAK a.s.","Obec Homole","3102-641588-00244902-1/1","Homole, Nové Homole, Černý Dub, Dvůr Koroseky - vodovodní síť",null,null,"České Budějovice","Homole","vodovod","Ing. Olga Štíchová",null,"KUCBAWZ0DRWM"]
["2004-03-11","2004-03-16","2004-04-02",null,null,"8779/2004","ČEVAK a.s.","Obec Homole","3102-641588-00244902-4/1","Čistírna odpadních vod Homole",null,"změna 52149/2018","České Budějovice","Homole","kanalizace","Ing. Olga Štíchová",null,"KUCBAWZ0DT2E"]
["2018-04-16","2018-05-09","2018-05-20",null,null,"52149/2018","ČEVAK a.s.","Obec Homole","3102-641588-00244902-3/1","Homole, Nové Homole, Černý Dub, Dvůr Koroseky - stoková síť",null,null,"České Budějovice","Homole","kanalizace","Ing. Olga Štíchová",null,"KUCBAWZ0DT2E"]
["2003-03-10","2003-10-10","2003-11-04","2003-07-23",null,"1566/03/Be","Obec Radomyšl","Obec Radomyšl","Bez IČME","Kanalizace Radomyšl","Strakonice","zrušeno 38397/2018","Strakonice","Radomyšl","kanalizace","Josef Lojík",null,"KUCBAWZ0DRWM"]
["2003-03-14","2003-07-24","2003-08-14","2003-06-19",null,"1739/03/Be","Obec Strmilov","Obec Strmilov","3102-641588-00244902-1/1","Vodovod Česká Olešná","J. Hradec","zrušeno 5047/2007","Jindřichův Hradec","Strmilov","vodovod","Miloslav Nezdar","Podzemní voda","KUCBAWZ0DRWM"]
["2003-03-14","2003-06-19","2003-07-10",null,null,"1739/03/Be","Obec Strmilov","Obec Strmilov","3102-641588-00244902-1/1","Vodovod Palupín"," ","zrušeno změna rozhodnutím 4761/2006 spis 618","Jindřichův Hradec","Strmilov","vodovod","Miloslav Nezdar",null,"KUCBAWZ0DRWM"]
["2003-03-14","2003-06-19","2003-07-10",null,null,"1739/03/Be","Obec Strmilov","Obec Strmilov","3102-641588-00244902-1/1","Vodovod Strmilov",null,"Zrušeno změna rozhodnutím 4761/2006 spis 618","Jindřichův Hradec","Strmilov","vodovod","Miloslav Nezdar",null,"KUCBAWZ0DRWM"]
["2003-03-14","2003-06-19","2003-07-10",null,null,"1739/03/Be","Obec Strmilov","Obec Strmilov","3102-641588-00244902-1/1","Kanalizace Česká Olešná",null,"zrušeno 5047/2007","Jindřichův Hradec","Strmilov","kanalizace","Miloslav Nezdar",null,"KUCBAWZ0DRWM"]
["2003-03-19","18.6.2003 (8.4.2004)","8.7.2003 (30.4.2004)",null,null,"1828/03/Be","Obec Křenovice","Obec Křenovice","3108-724343-00511781-3/1","Kanalizace Křenovice","Č.Bud.",null,"Písek","Křenovice","kanalizace","Antonín Mála",null,"KUCBAWZ0DRWM"]
["2003-05-30","2003-10-20","2003-11-08","2003-07-25",null,"3728/03/Be","Zemský hřebčinec Písek s.p.","Zemský hřebčinec Písek s.p.",null,"Vodovod Nový Dvůr u Písku","PI","zrušeno 15363/2016","Písek","Písek","vodovod","Eduard Černý","Podzemní voda","KUCBAWZ0DRWM"]
["2003-06-11","2003-08-05","2003-08-26",null,null,"4047/03/Be","VaK JČ a.s.","Obec Dunajovice","3114-633828-00512974-1/1","Vodovod Dunajovice","JH","zrušeno 522/2013",null,null,null,null,null,"KUCBAWZ0DRWM"]
["2003-06-11","2003-08-05","2003-08-26",null,null,"4046/03/Be","ČEVAK a.s.","Město České Velenice","3114-622711-00246433-1/1","RVS České Velenice",null,null,null,null,null,null,null,"KUCBAWZ0DRWM"]
["2003-06-11","2003-08-05","2003-08-26",null,null,"4046/03/Be","ČEVAK a.s.","Město České Velenice","3114-622711-00246433-1/2","PŘ Halámky - České Velenice",null,null,null,null,null,null,null,"KUCBAWZ0DRWM"]
["2003-06-11","2003-08-05","2003-08-26",null,null,"4046/03/Be","ČEVAK a.s.","Město České Velenice","3114-622711-00246433-2/1","ÚV České Velenice",null,null,null,null,null,null,null,"KUCBAWZ0DRWM"]
["2003-06-11","2003-08-05","2003-08-26",null,null,"4046/03/Be","ČEVAK a.s.","Město České Velenice","3114-622711-00246433-3/1","SS České Velenice","JH",null,null,null,null,null,null,"KUCBAWZ0DRWM"]
["2003-06-11","2003-08-05","2003-08-26",null,null,"4046/03/Be","ČEVAK a.s.","Město České Velenice","3114-622711-00246433-4/1","ČOV České Velenice",null,null,null,null,null,null,null,"KUCBAWZ0DRWM"]
["2003-06-19","2003-10-24","2003-11-19","2003-07-24","2003-10-24","4271/03/Be","Obec Mojné","Obec Mojné",null,"vodovod Černice","CK",null,null,null,null,null,null,"KUCBAWZ0DRWM"]
["2003-07-04","2004-05-04","2004-05-27","2003-08-08",null,"4837/03","Obec Zálší","Obec Zálší","3110-790711-00667293-2/1","ÚV Mažice","TA",null,"Soběslav","Zálší","vodovod","Marek Klouda",null,"KUCBAWZ0DRWM"]
["2003-07-04","2004-05-04","2004-05-27",null,null,"4837/03","Obec Zálší","Obec Zálší","3110-790729-00667293-1/1","PŘ ÚV Mažice - VŠ Zálší",null,null,"Soběslav","Zálší","vodovod","Marek Klouda",null,"KUCBAWZ0DRWM"]
["2003-07-04","2004-05-04","2004-05-27",null,null,"4837/03","Obec Zálší","Obec Zálší","3110-790729-00667293-1/2","RVS Zálší",null,null,"Soběslav","Zálší","vodovod","Marek Klouda",null,"KUCBAWZ0DRWM"]
["2003-07-04","2004-05-04","2004-05-27",null,null,"4837/03","Obec Zálší","Obec Zálší","3110-790702-00667293-1/1","PŘ VŠ Zálší - VŠ Klečaty",null,null,"Soběslav","Zálší","vodovod","Marek Klouda",null,"KUCBAWZ0DRWM"]
["2003-07-04","2004-05-04","2004-05-27",null,null,"4837/03","Obec Zálší","Obec Zálší","3110-790702-00667293-1/2","RVS Klečaty",null,null,"Soběslav","Zálší","vodovod","Marek Klouda",null,"KUCBAWZ0DRWM"]
["2003-07-04","2004-05-04","2004-05-27",null,null,"4837/03","Obec Zálší","Obec Zálší","3110-790711-00667293-1/1","PŘ ÚV Mažice - RVS Mažice",null,null,"Soběslav","Zálší","vodovod","Marek Klouda",null,"KUCBAWZ0DRWM"]
["2003-07-04","2004-05-04","2004-05-27",null,null,"4837/03","Obec Zálší","Obec Zálší","3110-790711-00667293-1/2","RVS Mažice",null,null,"Soběslav","Zálší","vodovod","Marek Klouda",null,"KUCBAWZ0DRWM"]
["2003-07-04","2004-05-04","2004-05-27",null,null,"4837/03","Obec Zálší","Obec Zálší","3110-790729-00667293-3/1","SS Zálší",null,null,"Soběslav","Zálší","kanalizace","Marek Klouda",null,"KUCBAWZ0DRWM"]
["2003-07-04","2004-05-04","2004-05-27",null,null,"4837/03","Obec Zálší","Jihočeský vodárenský svaz","3110-790711-49021117-1/1","vrt B18",null,null,"Soběslav","Zálší","vodovod","Marek Klouda",null,"KUCBAWZ0DRWM"]
["2003-09-03","2003-12-10","2004-01-02",null,null,"6263/03","VaK JČ a.s.","Obec Oslov","3108-713228-00249955-1/1","PŘ ÚV vody – Oslov","PI","zrušeno 87152/2015","Písek","Oslov","vodovod",null,null,"KUCBAWZ0DRXH"]
["2003-09-03","2003-12-10","2004-01-02",null,null,"6263/03","VaK JČ a.s.","Obec Oslov","3108-713228-00249955-1/2 ","RVS Oslov",null,"zrušeno 87152/2015","Písek","Oslov","vodovod",null,null,"KUCBAWZ0DRXH"]
["2003-09-03","2003-12-10","2004-01-02",null,null,"6263/03","VaK JČ a.s.","Obec Oslov","3108-713228-00249955-2/1"," ÚV Oslov",null,"zrušeno 87152/2015","Písek","Oslov","vodovod",null,null,"KUCBAWZ0DRXH"]
["2003-09-03","2003-12-10","2004-01-02",null,null,"6263/03","VaK JČ a.s.","Obec Žďár","3108-795101-00512028-1/1 ","PŘ Myšenec – Žďár","PI","zrušeno 104935/2024","Písek","Žďár","vodovod",null,null,"KUCBAWZ0DRXH"]
["2003-09-03","2003-12-10","2004-01-02",null,null,"6263/03","VaK JČ a.s.","Obec Žďár","3108-795101-00512028-1/2 ","RVS Žďár",null,"zrušeno 104935/2024","Písek","Žďár","vodovod",null,null,"KUCBAWZ0DRXH"]
["2024-08-30","2024-10-10","2024-10-30",null,null,"104935/2024","ČEVAK a.s.","Obec Žďár","3108-795101-00512028-1/1","Žďár - vodovodní síť"]
["2003-09-03","2003-12-10","2004-01-02",null,null,"6263/03","VaK JČ a.s.","Obec Čimelice","3108-623822-00249599-1/1","PŘ Vrty – ÚV Čimelice","PI","zrušeno 52357/2018","Písek","Čimelice","vodovod",null,null,"KUCBAWZ0DRXH"]
["2003-09-03","2003-12-10","2004-01-02",null,null,"6263/03","VaK JČ a.s.","Obec Čimelice","3108-623822-00249599-1/2","RVS Čimelice",null,"zrušeno 52357/2018","Písek","Čimelice","vodovod",null,null,"KUCBAWZ0DRXH"]
["2003-09-03","2003-12-10","2004-01-02",null,null,"6263/03","VaK JČ a.s.","Obec Čimelice","3108-623822-00249599-2/1 ","ÚV Čimelice",null,"zrušeno 52357/2018","Písek","Čimelice","vodovod",null,null,"KUCBAWZ0DRXH"]
["2018-04-16","2018-05-03","2018-05-19",null,null,"52357/2018","ČEVAK a.s.","Obec Čimelice","3108-623822-00249599-1/1","RVS Čimelice",null,"změna 10687/2023","Písek","Čimelice","vodovod",null,null,"KUCBAWZ0DRXH"]
["2023-01-23","2023-03-07","2023-03-24",null,null,"10687/2023","ČEVAK a.s.","Obec Čimelice","3108-623822-00249599-4/1","Čimelice ČOV",null,null,"Písek","Čimelice","kanalizace"]
["2023-01-23","2023-03-07","2023-03-24",null,null,"10687/2023","ČEVAK a.s.","Obec Čimelice","3108-623822-00249599-3/1","Čimelice - stoková síť",null,null,"Písek","Čimelice","kanalizace"]
["2003-09-03","2003-12-10","2004-01-02",null,null,"6263/03","VaK JČ a.s.","Obec Zvíkovské Podhradí","3108-793981-00511765-1/1 ","RVS Zvíkovské Podhradí","PI","zrušeno rozhodnutím 35853/2010","Písek","Zvíkovské Podhradí","vodovod",null,null,"KUCBAWZ0DRXH"]
["2003-09-03","2003-12-10","2004-01-02",null,null,"6263/03","VaK JČ a.s.","Obec Zvíkovské Podhradí","3108-793981-00511765-1/2","PŘ vrty do ÚV Zvíkovské Podhradí",null,"zrušeno rozhodnutím 35853/2010","Písek","Zvíkovské Podhradí","vodovod",null,null,"KUCBAWZ0DRXH"]
["2003-09-03","2003-12-10","2004-01-02",null,null,"6263/03","VaK JČ a.s.","Obec Zvíkovské Podhradí","3108-793981-00511765-2/1","ÚV Zvíkovské Podhradí",null,"zrušeno rozhodnutím 35853/2010","Písek","Zvíkovské Podhradí","vodovod",null,null,"KUCBAWZ0DRXH"]
["2003-09-09","2003-12-10","2004-01-02",null,null,"6391/03","ČEVAK a.s.","Obec Číčenice","3117-623482-00251097-1/1","PŘ Záblatí – Číčenice","ST",null,"Vodňany","Číčenice","vodovod",null,null,"KUCBAWZ0DRXH"]
["2003-09-09","2003-12-10","2004-01-02",null,null,"6391/03","ČEVAK a.s.","Obec Číčenice","3117-623482-00251097-1/2","RVS Číčenice",null,null,"Vodňany","Číčenice","vodovod",null,null,"KUCBAWZ0DRXH"]
["2003-09-09","2003-12-10","2004-01-02",null,null,"6391/03","ČEVAK a.s.","Obec Číčenice","3117-623482-00251097-1/3","PŘ Číčenice – Strpí",null,null,"Vodňany","Číčenice","vodovod",null,null,"KUCBAWZ0DRXH"]
["2003-09-09","2003-12-10","2004-01-02",null,null,"6391/03","ČEVAK a.s.","Obec Číčenice","3117-623482-00251097-1/4","RVS Strpí",null,null,"Vodňany","Číčenice","vodovod",null,null,"KUCBAWZ0DRXH"]
["2003-09-09","2003-12-10","2004-01-02",null,null,"6391/03","ČEVAK a.s.","Obec Číčenice","3117-623482-00251097-1/5","PŘ Číčenice – Újezdec",null,null,"Vodňany","Číčenice","vodovod",null,null,"KUCBAWZ0DRXH"]
["2003-09-09","2003-12-10","2004-01-02",null,null,"6391/03","ČEVAK a.s.","Obec Číčenice","3117-623482-00251097-1/6","RVS Újezdec",null,null,"Vodňany","Číčenice","vodovod",null,null,"KUCBAWZ0DRXH"]
["2016-02-26","2016-03-18","2016-04-08",null,null,"30498/2016","ČEVAK a.s.","Obec Číčenice","3117-623482-00251097-1/1","Číčenice - přív. řad: VŠ Záblatí - VŠ Číčenice, Strpí, Újezdec",null,null,"Vodňany","Číčenice","vodovod",null,null,"KUCBAWZ0DRXH"]
["2016-02-26","2016-03-18","2016-04-08",null,null,"30498/2016","ČEVAK a.s.","Obec Číčenice","3117-623482-00251097-1/2","Číčenice, Strpí, Újezdec - vodovodní síť",null,null,"Vodňany","Číčenice","vodovod",null,null,"KUCBAWZ0DRXH"]
["2003-09-09","2003-12-10","2004-01-02",null,null,"6390/03","VaK JČ a.s.","Město Písek","3108-720755-00249998-1/1","PŘ ÚV – VDJ Hradiště I",null,"zrušeno rozhodnutím 17100/2010","Písek","Písek","vodovod",null,null,"KUCBAWZ0DRXH"]
["2003-09-09","2003-12-10","2004-01-02",null,null,"6390/03","VaK JČ a.s.","Město Písek","3108-720755-00249998-1/2","PŘ Zátavský most  VDJ Hradiště I",null,"zrušeno rozhodnutím 17100/2010","Písek","Písek","vodovod",null,null,"KUCBAWZ0DRXH"]
["2003-09-09","2003-12-10","2004-01-02",null,null,"6390/03","VaK JČ a.s.","Město Písek","3108-720755-00249998-1/3","PŘ ÚV – VDJ Hradiště st.",null,"zrušeno rozhodnutím 17100/2010","Písek","Písek","vodovod",null,null,"KUCBAWZ0DRXH"]
["2003-09-09","2003-12-10","2004-01-02",null,null,"6390/03","VaK JČ a.s.","Město Písek","3108-720755-00249998-1/4","PŘ ÚV – VDJ Amerika I",null,"zrušeno rozhodnutím 17100/2010","Písek","Písek","vodovod",null,null,"KUCBAWZ0DRXH"]
["2003-09-09","2003-12-10","2004-01-02",null,null,"6390/03","VaK JČ a.s.","Město Písek","3108-720755-00249998-1/5","PŘ ČS Logry – VDJ Logry",null,"zrušeno rozhodnutím 17100/2010","Písek","Písek","vodovod",null,null,"KUCBAWZ0DRXH"]
["2003-09-09","2003-12-10","2004-01-02",null,null,"6390/03","VaK JČ a.s.","Město Písek","3108-720755-00249998-1/6","PŘ VDJ Hradiště I – VDJ Hradiště II",null,"zrušeno rozhodnutím 17100/2010","Písek","Písek","vodovod",null,null,"KUCBAWZ0DRXH"]
["2003-09-09","2003-12-10","2004-01-02",null,null,"6390/03","VaK JČ a.s.","Město Písek","3108-720755-00249998-1/7","RVS Písek ",null,"zrušeno rozhodnutím 17100/2010","Písek","Písek","vodovod",null,null,"KUCBAWZ0DRXH"]
["2003-09-09","2003-12-10","2004-01-02",null,null,"6390/03","VaK JČ a.s.","Město Písek","3108-720755-00249998-2/1","ÚV Písek ","ÚV Písek","zrušeno rozhodnutím 17100/2010","Písek","Písek","vodovod",null,null,"KUCBAWZ0DRXH"]
["2003-09-09","2003-12-10","2004-01-02",null,null,"6390/03","VaK JČ a.s.","Město Písek","3108-747238-00249998-1/1 ","RVS Semice",null,"zrušeno rozhodnutím 17100/2010","Písek","Písek","vodovod",null,null,"KUCBAWZ0DRXH"]
["2003-09-09","2003-12-10","2004-01-02",null,null,"6390/03","VaK JČ a.s.","Město Písek","3108-747238-00249998-1/2 ","PŘ z ČS do Semic",null,"zrušeno rozhodnutím 17100/2010","Písek","Písek","vodovod",null,null,"KUCBAWZ0DRXH"]
["2003-09-09","2003-12-10","2004-01-02",null,null,"6390/03","VaK JČ a.s.","Město Písek","3108-751235-00249998-1/1 ","RVS Smrkovice ",null,"zrušeno rozhodnutím 17100/2010","Písek","Písek","vodovod",null,null,"KUCBAWZ0DRXH"]
["2003-09-09","2003-12-10","2004-01-02",null,null,"6390/03","VaK JČ a.s.","Město Písek","3108-751235-00249998-1/2 ","PŘ Písek – Smrkovice",null,"zrušeno rozhodnutím 17100/2010","Písek","Písek","vodovod",null,null,"KUCBAWZ0DRXH"]
["2003-09-09","2003-12-10","2004-01-02",null,null,"6390/03","VaK JČ a.s.","Město Písek","3108-720755-00249998-3/1 ","Výtl. řad ČS Schneider – přiv. Purkratice",null,"zrušeno 110183/2019","Písek","Písek","kanalizace",null,null,"KUCBAWZ0DRXH"]
["2003-09-09","2003-12-10","2004-01-02",null,null,"6390/03","VaK JČ a.s.","Město Písek","3108-720755-00249998-3/2 ","Výtl. řad ČS Hradiště – Kaštanová ul.",null,"zrušeno 110183/2019","Písek","Písek","kanalizace",null,null,"KUCBAWZ0DRXH"]
["2003-09-09","2003-12-10","2004-01-02",null,null,"6390/03","VaK JČ a.s.","Město Písek","3108-720755-00249998-3/3 ","Výtl. řad ČS FSD – ČS Schneider",null,"zrušeno 110183/2019","Písek","Písek","kanalizace",null,null,"KUCBAWZ0DRXH"]
["2003-09-09","2003-12-10","2004-01-02",null,null,"6390/03","VaK JČ a.s.","Město Písek","3108-720755-00249998-3/4 ","stoková síť Písek",null,"zrušeno 110183/2019","Písek","Písek","kanalizace",null,null,"KUCBAWZ0DRXH"]
["2003-09-09","2003-12-10","2004-01-02",null,null,"6390/03","VaK JČ a.s.","Město Písek","3108-751235-00249998-3/1 ","stoková síť Smrkovice",null,"zrušeno 110183/2019","Písek","Písek","kanalizace",null,null,"KUCBAWZ0DRXH"]
["2003-09-09","2003-12-10","2004-01-02",null,null,"6390/03","VaK JČ a.s.","Město Písek","3108-747238-00249998-3/1 ","KS Semice",null,"zrušeno 110183/2019","Písek","Písek","kanalizace",null,null,"KUCBAWZ0DRXH"]
["2003-09-09","2003-12-10","2004-01-02",null,null,"6390/03","VaK JČ a.s.","Město Písek","3108-747238-00249998-3/2 ","Výtlak ČS Semice",null,"zrušeno 110183/2019","Písek","Písek","kanalizace",null,null,"KUCBAWZ0DRXH"]
["2003-09-09","2003-12-10","2004-01-02",null,null,"6390/03","VaK JČ a.s.","Město Písek","3108-720755-00249998-4/1 ","ČOV Písek",null,"zrušeno 110183/2019","Písek","Písek","kanalizace",null,null,"KUCBAWZ0DRXH"]
["2010-05-19","2010-06-16","2010-07-03",null,null,"17100/2010","ČEVAK a.s.","Město Písek","3108-747220-00249998-1/1","Nový Dvůr, RVS",null,"zrušeno 110183/2019","Písek","Písek","vodovod",null,null,"KUCBAWZ0DRXH"]
["2010-05-19","2010-06-16","2010-07-03",null,null,"17100/2010","ČEVAK a.s.","Město Písek","3108-720909-00249998-1/2","Písek, PŘ (ÚV - VDJ Hradiště 1)",null,"zrušeno 110183/2019","Písek","Písek","vodovod",null,null,"KUCBAWZ0DRXH"]
["2010-05-19","2010-06-16","2010-07-03",null,null,"17100/2010","ČEVAK a.s.","Město Písek","3108-720909-00249998-1/5","Písek, PŘ (VSJČ - VDJ Hradiště 1)",null,"zrušeno 110183/2019","Písek","Písek","vodovod",null,null,"KUCBAWZ0DRXH"]
["2010-05-19","2010-06-16","2010-07-03",null,null,"17100/2010","ČEVAK a.s.","Město Písek","3108-720909-00249998-1/3","Písek, PŘ (ÚV - VDJ Hradiště)",null,"zrušeno 110183/2019","Písek","Písek","vodovod",null,null,"KUCBAWZ0DRXH"]
["2010-05-19","2010-06-16","2010-07-03",null,null,"17100/2010","ČEVAK a.s.","Město Písek","3108-720755-00249998-1/1","Písek, PŘ (ÚV - AŠ1 Amerika)",null,"zrušeno 110183/2019","Písek","Písek","vodovod",null,null,"KUCBAWZ0DRXH"]
["2010-05-19","2010-06-16","2010-07-03",null,null,"17100/2010","ČEVAK a.s.","Město Písek","3108-720755-00249998-1/2","Písek, PŘ (ČS Logry - VDJ Logry)",null,"zrušeno 110183/2019","Písek","Písek","vodovod",null,null,"KUCBAWZ0DRXH"]
["2010-05-19","2010-06-16","2010-07-03",null,null,"17100/2010","ČEVAK a.s.","Město Písek","3108-720909-00249998-1/4","Písek, PŘ (VDJ Hradiště 1 - VDJ Hradiště 2)",null,"zrušeno 110183/2019","Písek","Písek","vodovod",null,null,"KUCBAWZ0DRXH"]
["2010-05-19","2010-06-16","2010-07-03",null,null,"17100/2010","ČEVAK a.s.","Město Písek","3108-720755-00249998-1/3","Písek, RVS",null,"zrušeno 110183/2019","Písek","Písek","vodovod",null,null,"KUCBAWZ0DRXH"]
["2010-05-19","2010-06-16","2010-07-03",null,null,"17100/2010","ČEVAK a.s.","Město Písek","3108-747238-00249998-1/1","Semice, RVS",null,"zrušeno 110183/2019","Písek","Písek","vodovod",null,null,"KUCBAWZ0DRXH"]
["2010-05-19","2010-06-16","2010-07-03",null,null,"17100/2010","ČEVAK a.s.","Město Písek","3108-747238-00249998-1/2","Semice, PŘ (ČS - VDJ)",null,"zrušeno 110183/2019","Písek","Písek","vodovod",null,null,"KUCBAWZ0DRXH"]
["2010-05-19","2010-06-16","2010-07-03",null,null,"17100/2010","ČEVAK a.s.","Město Písek","3108-751235-00249998-1/1","Smrkovice, RVS",null,"zrušeno 110183/2019","Písek","Písek","vodovod",null,null,"KUCBAWZ0DRXH"]
["2010-05-19","2010-06-16","2010-07-03",null,null,"17100/2010","ČEVAK a.s.","Město Písek","3108-720909-00249998-1/1","Písek, PŘ (Písek, PŘ (ÚV - VDJ Hradiště) - VDJ Hradiště 1)",null,"zrušeno 110183/2019","Písek","Písek","vodovod",null,null,"KUCBAWZ0DRXH"]
["2010-05-19","2010-06-16","2010-07-03",null,null,"17100/2010","ČEVAK a.s.","Město Písek","3108-720755-00249998-1/4","Písek, PŘSV",null,"zrušeno 110183/2019","Písek","Písek","vodovod",null,null,"KUCBAWZ0DRXH"]
["2011-08-11","2011-09-01","2011-10-27",null,null,"32128/2011","ČEVAK a.s.","Město Písek","3108-720755-00249998-2/1","ÚV Písek ",null,"zrušeno 110183/2019","Písek","Písek","vodovod",null,null,"KUCBAWZ0DRXH"]
["2012-08-28","2012-09-17","2012-10-03",null,null,"22474/2012","ČEVAK a.s.","Město Písek","3108-747220-00249998-3/1","Nový Dvůr stoková síť",null,"zrušeno 110183/2019","Písek","Písek","kanalizace",null,null,"KUCBAWZ0DRXH"]
["2012-08-28","2012-09-17","2012-10-03",null,null,"22474/2012","ČEVAK a.s.","Město Písek","3108-747220-00249998-1/2","Písek, PŘ Semice - Nový Dvůr",null,"zrušeno 110183/2019","Písek","Písek","vodovod",null,null,"KUCBAWZ0DRXH"]
["2019-03-01","2019-03-27","2019-04-16",null,null,"37801/2019","ČEVAK a.s.","Město Písek","3108-720909-00249998-2/1","ÚV Písek - nová",null,"zrušeno 110183/2019","Písek","Písek","vodovod",null,null,"KUCBAWZ0F2SB"]
["2019-09-25","2019-10-18","2019-11-06",null,null,"110183/2019","ČEVAK a.s.","Město Písek","3108-720755-00249998-1/1","Písek-přiv. řad: jímací objekt – ÚV ",null,"zrušeno 146807/2019","Písek","Písek","vodovod"]
["2019-09-26","2019-10-18","2019-11-06",null,null,"110183/2019","ČEVAK a.s.","Město Písek","3108-720755-00249998-1/2","Písek (včetně místních částí) – vodovodní síť ",null,"zrušeno 146807/2019","Písek","Písek","vodovod"]
["2019-09-27","2019-10-18","2019-11-06",null,null,"110183/2019","ČEVAK a.s.","Město Písek","3108-720909-00249998-2/1","Písek – ÚV ",null,null,"Písek","Písek","vodovod"]
["2019-09-28","2019-10-18","2019-11-06",null,null,"110183/2019","ČEVAK a.s.","Město Písek","3108-720755-00249998-3/1","Písek (včetně místních částí) – kanalizační síť ",null,null,"Písek","Písek","kanalizace"]
["2019-09-29","2019-10-18","2019-11-06",null,null,"110183/2019","ČEVAK a.s.","Město Písek","3108-720755-00249998-4/1","ČOV Písek",null,null,"Písek","Písek","kanalizace"]
["2019-12-17","2020-01-20","2020-02-06",null,null,"146807/2019","ČEVAK a.s.","Město Písek","3108-720909-00249998-1/1","Písek-přiv. řad: jímací objekt – ÚV ",null,null,"Písek","Písek","vodovod",null,null,"KUCBAWZ0F2SB"]
["2019-12-17","2020-01-20","2020-02-06",null,null,"146807/2019","ČEVAK a.s.","Město Písek","3108-720755-00249998-1/1","Písek (včetně místních částí) – vodovodní síť ",null,null,"Písek","Písek","vodovod",null,null,"KUCBAWZ0F2SB"]
["2003-09-09","2003-12-10","2004-01-02",null,null,"6389/03","VaK JČ a.s.","Obec Chlum u Třeboně","3114-651630-00246816-1/2","RVS Chlum u Třeboně",null,"Zrušeno 14781/2006","Třeboň","Chlum u Třeboně","vodovod",null,null,"KUCBAWZ0DRXH"]
["2003-09-09","2003-12-10","2004-01-02",null,null,"6389/03","VaK JČ a.s.","Obec Chlum u Třeboně","3114-651630-00246816-3/1","Kanalizace Chlum u Třeboně – I",null,"Zrušeno 14781/2006","Třeboň","Chlum u Třeboně","kanalizace",null,null,"KUCBAWZ0DRXH"]
["2003-09-09","2003-12-10","2004-01-02",null,null,"6389/03","VaK JČ a.s.","Obec Chlum u Třeboně","3114-651630-00246816-3/2 ","Kanalizace Chlum u Třeboně – II",null,"Zrušeno 14781/2006","Třeboň","Chlum u Třeboně","kanalizace",null,null,"KUCBAWZ0DRXH"]
["2003-09-09","2003-12-10","2004-01-02",null,null,"6389/03","VaK JČ a.s.","Obec Chlum u Třeboně","3114-651630-00246816-3/3 ","Kanalizace Chlum u Třeboně – III",null,"Zrušeno 14781/2006","Třeboň","Chlum u Třeboně","kanalizace",null,null,"KUCBAWZ0DRXH"]
["2003-09-09","2003-12-10","2004-01-02",null,null,"6389/03","VaK JČ a.s.","Obec Chlum u Třeboně","3114-651630-00246816-4/1 ","ČOV Chlum u Třeboně – I",null,"Zrušeno 14781/2006","Třeboň","Chlum u Třeboně","kanalizace",null,null,"KUCBAWZ0DRXH"]
["2003-09-09","2003-12-10","2004-01-02",null,null,"6389/03","VaK JČ a.s.","Obec Chlum u Třeboně","3114-651630-00246816-4/2 ","ČOV Chlum u Třeboně – II",null,"Zrušeno 14781/2006","Třeboň","Chlum u Třeboně","kanalizace",null,null,"KUCBAWZ0DRXH"]
["2003-09-09","2003-12-10","2004-01-02",null,null,"6389/03","VaK JČ a.s.","Obce Chlum u Třeboně a Staňkov","3114-651630-00246816-1/1","Výtlačný řad hran. katastru Chlum – VDJ Chlum","výtlačný řad hran. katastru Chlum – VDJ Chlum","Zrušeno 14781/2006","Třeboň","Chlum u Třeboně a Staňkov","vodovod",null,null,"KUCBAWZ0DRXH"]
["2003-09-09","2003-12-10","2004-01-02",null,null,"6389/03","VaK JČ a.s.","Obec Staňkov","3114-753548-00666530-1/1","RVS Staňkov",null,"Zrušeno 14781/2006","Třeboň","Staňkov","vodovod",null,null,"KUCBAWZ0DRXH"]
["2003-09-26","2004-03-11","2004-03-31",null,null,"6805/03","Obec Šumavské Hoštice","Obec Šumavské Hoštice","3116-764205-00250732-1/1","PŘ zdroje Š. Hoštice – VDJ Hoštice","PT","Změna 128580/2016, změna 29405/2023","Vimperk","Šumavské Hoštice","vodovod","Ing. Martin Sellner",null,"KUCBAWZ0DRXH"]
["2003-09-26","2004-03-11","2004-03-31",null,null,"6805/03","Obec Šumavské Hoštice","Obec Šumavské Hoštice","3116-764205-00250732-1/2","RVS Šumavské Hoštice",null,"Změna 128580/2016, změna 29405/2023","Vimperk","Šumavské Hoštice","vodovod","Ing. Martin Sellner",null,"KUCBAWZ0DRXH"]
["2003-09-26","2004-03-11","2004-03-31",null,null,"6805/03","Obec Šumavské Hoštice","Obec Šumavské Hoštice","3116-764175-00252000-1/3","RVS Kosmo",null,"Změna 128580/2016, zrušono 29405/2023","Vimperk","Šumavské Hoštice","vodovod","Ing. Václav Fridrich",null,"KUCBAWZ0DRXH"]
["2003-09-26","2004-03-11","2004-03-31",null,null,"6805/03","Obec Šumavské Hoštice","Obec Šumavské Hoštice","3116-764175-00250732-2/1","VDJ Hoštice",null,"Změna 128580/2016, zrušono 29405/2023","Vimperk","Šumavské Hoštice","vodovod","Ing. Václav Fridrich",null,"KUCBAWZ0DRXH"]
["2003-09-26","2004-03-11","2004-03-31",null,null,"6805/03","Obec Šumavské Hoštice","Obec Šumavské Hoštice","3116-764205-00250732-3/1","Stoková síť Šumavské Hoštice",null,"Změna 128580/2016, zrušono 29405/2023","Vimperk","Šumavské Hoštice","kanalizace","Ing. Václav Fridrich",null,"KUCBAWZ0DRXH"]
["2003-09-26","2004-03-11","2004-03-31",null,null,"6805/03","Obec Šumavské Hoštice","Obec Šumavské Hoštice","3116-764205-00250732-4/1","ČOV Šumavské Hoštice",null,"Změna 128580/2016, zrušono 29405/2023","Vimperk","Šumavské Hoštice","kanalizace","Ing. Václav Fridrich",null,"KUCBAWZ0DRXH"]
["2016-09-30","2016-10-04","2016-10-25",null,null,"128580/2016","Obec Šumavské Hoštice","Obec Šumavské Hoštice","3116-764205-00250732-3/2","Stoková síť Šumavské Hoštice - západní část",null," zrušono 29405/2023","Vimperk","Šumavské Hoštice","kanalizace","Ing. Václav Fridrich",null,"KUCBAWZ0DRXH"]
["2016-09-30","2016-10-04","2016-10-25",null,null,"128580/2016","Obec Šumavské Hoštice","Obec Šumavské Hoštice","3116-764205-00250732-4/2","ČOV Šumavské Hoštice - západní část",null," zrušono 29405/2023","Vimperk","Šumavské Hoštice","kanalizace","Ing. Václav Fridrich",null,"KUCBAWZ0DRXH"]
["2023-03-01","2023-03-22","2023-04-12",null,null,"29405/2023","Obec Šumavské Hoštice","Obec Šumavské Hoštice","3116-764175-00250732-1/1","RVS Kosmo",null,null,"Vimperk","Šumavské Hoštice","vodovod","Ing. Martin Sellner"]
["2023-03-01","2023-03-22","2023-04-12",null,null,"29405/2023","Obec Šumavské Hoštice","Obec Šumavské Hoštice","3116-764205-00250732-2/1","Jímání a VDJ Hoštice",null,null,"Vimperk","Šumavské Hoštice","vodovod","Ing. Martin Sellner"]
["2023-03-01","2023-03-22","2023-04-12",null,null,"29405/2023","Obec Šumavské Hoštice","Obec Šumavské Hoštice","3116-764205-00250732-3/1","Stoková síť Šumavské Hoštice - východ",null,null,"Vimperk","Šumavské Hoštice","kanalizace","Ing. Martin Sellner"]
["2023-03-01","2023-03-22","2023-04-12",null,null,"29405/2023","Obec Šumavské Hoštice","Obec Šumavské Hoštice","3116-764205-00250732-4/1","ČOV Šumavské Hoštice - východ",null,null,"Vimperk","Šumavské Hoštice","kanalizace","Ing. Martin Sellner"]
["2023-03-01","2023-03-22","2023-04-12",null,null,"29405/2023","Obec Šumavské Hoštice","Obec Šumavské Hoštice","3116-764205-00250732-3/2","Stoková síť Šumavské Hoštice - západ",null,null,"Vimperk","Šumavské Hoštice","kanalizace","Ing. Martin Sellner"]
["2023-03-01","2023-03-22","2023-04-12",null,null,"29405/2023","Obec Šumavské Hoštice","Obec Šumavské Hoštice","3116-764205-00250732-4/2","ČOV Šumavské Hoštice - západ",null,null,"Vimperk","Šumavské Hoštice","kanalizace","Ing. Martin Sellner"]
["2003-10-02","2003-10-20","2003-11-08",null,null,"6963/03","ČEVAK a.s.","obec Rovná","3111-742112-00667811-1/1","RVS Rovná","ST","změna 36014/2020, zrušeno 106718/2024","Strakonice","Rovná","vodovod","Ing. Martin Kalač",null,"KUCBAWZ0DRXH"]
["2020-03-06","2020-04-28","2020-05-30",null,null,"36014/2020","ČEVAK a.s.","obec Rovná","3111-742112-00667811-1/2","PČ VDJ Řepice - ČS Rovná",null,"zrušeno 106718/2024","Strakonice","Rovná","vodovod","Ing. Martin Kalač"]
["2024-09-04","2024-10-14","2024-10-31",null,null,"106718/2024","ČEVAK a.s.","obec Rovná","3111-742112-00667811-1/1","Rovná - vodovodní síť"]
["2003-10-02","2003-10-20","2003-11-08",null,null,"6962/03","ČEVAK a.s.","Obec Řepice","3111-742121-00667820-1/1","PŘ I prameniště – ČS Řepice","ST","změna 144493/2016, zrušení 134914/2023",null,null,null,null,null,"KUCBAWZ0DRXH"]
["2003-10-02","2003-10-20","2003-11-08",null,null,"6962/03","ČEVAK a.s.","Obec Řepice","3111-742121-00667820-1/2","PŘ II ČS –VDJ Řepice",null,"změna 144493/2016, zrušení 134914/2023",null,null,null,null,null,"KUCBAWZ0DRXH"]
["2003-10-02","2003-10-20","2003-11-08",null,null,"6962/03","ČEVAK a.s.","Obec Řepice","3111-742121-00667820-1/3","RVS Řepice",null,"změna 144493/2016, zrušení 134914/2023",null,null,null,null,null,"KUCBAWZ0DRXH"]
["2003-10-02","2003-10-20","2003-11-08",null,null,"6962/03","ČEVAK a.s.","Obec Řepice","3111-742121-00667820-2/1","studna S1",null,"změna 144493/2016, zrušení 134914/2023",null,null,null,null,null,"KUCBAWZ0DRXH"]
["2003-10-02","2003-10-20","2003-11-08",null,null,"6962/03","ČEVAK a.s.","Obec Řepice","3111-742121-00667820-2/2","vrt R1",null,"změna 144493/2016, zrušení 134914/2023",null,null,null,null,null,"KUCBAWZ0DRXH"]
["2003-10-02","2003-10-20","2003-11-08",null,null,"6962/03","ČEVAK a.s.","Obec Řepice","3111-742121-00667820-2/3","vrt R2",null,"změna 144493/2016, zrušení 134914/2023",null,null,null,null,null,"KUCBAWZ0DRXH"]
["2016-11-04","2016-11-23","2016-12-14",null,null,"144493/2016","ČEVAK a.s.","Obec Řepice","3111-742121-00667820-3/1","Řepice, stoková síť",null,"změna 134914/2023",null,null,null,null,null,"KUCBAWZ0DRXH"]
["2023-11-13","2023-12-06","2023-12-23",null,null,"134914/2023","ČEVAK a.s.","Obec Řepice","3111-742121-00667820-1/1","Řepice - vodovodní síť"]
["2003-10-02","2003-10-20","2003-11-08",null,null,"6964/03","VaK JČ a.s.","Obec Slaník","3111-735272-00667846-1/1","RVS Slaník","ST","zrušeno 145042/2020",null,null,null,null,null,"KUCBAWZ0DRXH"]
["2003-10-02","2003-10-20","2003-11-08",null,null,"6964/03","VaK JČ a.s.","Obec Slaník","3111-735272-00667846-1/2","PŘ I studna – ČS Slaník",null,"zrušeno 145042/2020",null,null,null,null,null,"KUCBAWZ0DRXH"]
["2003-10-02","2003-10-20","2003-11-08",null,null,"6964/03","VaK JČ a.s.","Obec Slaník","3111-735272-00667846-1/3","PŘ II ČS – RVS Slaník",null,"zrušeno 145042/2020",null,null,null,null,null,"KUCBAWZ0DRXH"]
["2003-10-02","2003-10-20","2003-11-08",null,null,"6964/03","VaK JČ a.s.","Obec Slaník","3111-735272-00667846-2/1","studna pro obec Slaník",null,"zrušeno 145042/2020",null,null,null,null,null,"KUCBAWZ0DRXH"]
["2020-12-01","2021-01-07","2021-01-26",null,null,"145042/2020","ČEVAK a.s.","Obec Slaník","3111-735272-00667846-1/1","Slaník – přív.řad:PM JVS – VDJ Slaník",null,"zrušeno 106722/2024"]
["2020-12-01","2021-01-07","2021-01-26",null,null,"145042/2020","ČEVAK a.s.","Obec Slaník","3111-735272-00667846-1/2","Slaník – vodovodní síť",null,"zrušeno 106722/2024"]
["2024-09-04","2024-10-15","2024-11-04",null,null,"106722/2024","ČEVAK a.s.","Obec Slaník","3111-735272-00667846-1/1","Slaník – vodovodní síť"]
["2003-10-07","2003-10-20","2003-11-08",null,null,"7074/03","ČEVAK a.s.","Město Protivín","3108-733857-00250023-3/2","výtlak ČS Garni – kanal.Blanická ul.",null,"změna 15762/2009, zrušeno 64279/2019",null,null,null,null,null,"KUCBAWZ0DRXH"]
["2003-10-07","2003-10-20","2003-11-08",null,null,"7074/03","ČEVAK a.s.","Město Protivín","3108-733857-00250023-3/3","výtlak ČS U parku – Blanická ul.",null,"změna 15762/2009, zrušeno 64279/2019",null,null,null,null,null,"KUCBAWZ0DRXH"]
["2003-10-07","2003-10-20","2003-11-08",null,null,"7074/03","ČEVAK a.s.","Město Protivín","3108-733857-00250023-3/4","výtlak ČS U nádrží – sběrač U pily",null,"změna 15762/2009, zrušeno 64279/2019",null,null,null,null,null,"KUCBAWZ0DRXH"]
["2003-10-07","2003-10-20","2003-11-08",null,null,"7074/03","ČEVAK a.s.","Město Protivín","3108-733857-00250023-3/5","výtlak ČS U řeky – ŠA u řeky",null,"změna 15762/2009, zrušeno 64279/2019",null,null,null,null,null,"KUCBAWZ0DRXH"]
["2003-10-07","2003-10-20","2003-11-08",null,null,"7074/03","ČEVAK a.s.","Město Protivín","3108-733857-00250023-1/1","PŘ Radčice – VDJ Radování",null,"změna 15762/2009, zrušeno 64279/2019",null,null,null,null,null,"KUCBAWZ0DRXH"]
["2003-10-07","2003-10-20","2003-11-08",null,null,"7074/03","ČEVAK a.s.","Město Protivín","3108-733857-00250023-1/2","PŘ VDJ Radování – Protivín",null,"změna 15762/2009, zrušeno 64279/2019",null,null,null,null,null,"KUCBAWZ0DRXH"]
["2003-10-07","2003-10-20","2003-11-08",null,null,"7074/03","ČEVAK a.s.","Město Protivín","3108-733857-00250023-1/3","PŘ VDJ Radování – Protivín",null,"změna 15762/2009, zrušeno 64279/2019",null,null,null,null,null,"KUCBAWZ0DRXH"]
["2003-10-07","2003-10-20","2003-11-08",null,null,"7074/03","ČEVAK a.s.","Město Protivín","3108-733857-00250023-1/4","PŘ Protivín – Bor",null,"změna 15762/2009, zrušeno 64279/2019",null,null,null,null,null,"KUCBAWZ0DRXH"]
["2003-10-07","2003-10-20","2003-11-08",null,null,"7074/03","ČEVAK a.s.","Město Protivín","3108-733857-00250023-1/5","RVS Protivín",null,"změna 15762/2009, zrušeno 64279/2019",null,null,null,null,null,"KUCBAWZ0DRXH"]
["2003-10-07","2003-10-20","2003-11-08",null,null,"7074/03","ČEVAK a.s.","Město Protivín","3108-733857-00250023-4/1","Protivín ČOV",null,"změna 15762/2009, 64279/2019","Písek","Protivín","kanalizace","Ing. Martin Kalač",null,"KUCBAWZ0DRXH"]
["2003-10-07","2003-10-20","2003-11-08",null,null,"7074/03","ČEVAK a.s.","Město Protivín","3108-733857-00250023-3/1","Protivín - stoková síť napojení na ČOV",null,"změna 15762/2009, 64279/2019","Písek","Protivín","kanalizace","Ing. Martin Kalač",null,"KUCBAWZ0DRXH"]
["2019-06-03","2019-07-22","2019-08-08",null,null,"64279/2019","ČEVAK a.s.","Město Protivín","3108-700789-00250023-3/1","Protivín - Myšenec - stoková síť",null,null,"Písek","Protivín","kanalizace","Ing. Martin Kalač"]
["2019-06-03","2019-07-22","2019-08-08",null,null,"64279/2019","ČEVAK a.s.","Město Protivín","3108-655007-00250023-3/1","Protivín - Chvaletice - stoková síť",null,null,"Písek","Protivín","kanalizace","Ing. Martin Kalač"]
["2019-06-03","2019-07-22","2019-08-08",null,null,"64279/2019","ČEVAK a.s.","Město Protivín","3108-674303-00250023-3/1","Protivín - Krč - stoková síť",null,null,"Písek","Protivín","kanalizace","Ing. Martin Kalač"]
["2019-06-03","2019-07-22","2019-08-08",null,null,"64279/2019","ČEVAK a.s.","Město Protivín","3108-674311-00250023-3/1","Protivín - Těšínov - stoková síť",null,null,"Písek","Protivín","kanalizace","Ing. Martin Kalač"]
["2019-06-03","2019-07-22","2019-08-08",null,null,"64279/2019","ČEVAK a.s.","Město Protivín","3108-674320-00250023-3/1","Protivín - Záboří - stoková síť",null,null,"Písek","Protivín","kanalizace","Ing. Martin Kalač"]
["2019-06-03","2019-07-22","2019-08-08",null,null,"64279/2019","ČEVAK a.s.","Město Protivín","3108-733849-00250023-3/1","Protivín - Milenovice - stoková síť",null,null,"Písek","Protivín","kanalizace","Ing. Martin Kalač"]
["2019-06-03","2019-07-22","2019-08-08",null,null,"64279/2019","ČEVAK a.s.","Město Protivín","3108-700797-00250023-3/1","Protivín - Selibov - stoková síť",null,null,"Písek","Protivín","kanalizace","Ing. Martin Kalač"]
["2019-06-03","2019-07-22","2019-08-08",null,null,"64279/2019","ČEVAK a.s.","Město Protivín","3108-733857-00250023-1/1","Protivín (včetně místních částí) - vodovodní síť",null,null,"Písek","Protivín","vodovod","Ing. Martin Kalač"]
["2003-10-07","2003-10-20","2003-11-08",null,null,"7075/03","VaK JČ a.s.","Obec Kestřany","3108-664847-00249742-1/1","PŘ VS – VDJ Kestřany",null,"zrušeno 88789/2019",null,null,null,null,null,"KUCBAWZ0DRXH"]
["2003-10-07","2003-10-20","2003-11-08",null,null,"7075/03","VaK JČ a.s.","Obec Kestřany","3108-664847-00249742-1/2","PŘ VDJ Kestřany – obec Kestřany",null,"zrušeno 88789/2019",null,null,null,null,null,"KUCBAWZ0DRXH"]
["2003-10-07","2003-10-20","2003-11-08",null,null,"7075/03","VaK JČ a.s.","Obec Kestřany","3108-664847-00249742-1/3","RVS Kestřany",null,"zrušeno 88789/2019",null,null,null,null,null,"KUCBAWZ0DRXH"]
["2003-10-07","2003-10-20","2003-11-08",null,null,"7075/03","VaK JČ a.s.","Obec Kestřany","3108-664847-00249742-1/4","PŘ VDJ Kestřany – Zátaví",null,"zrušeno 88789/2019",null,null,null,null,null,"KUCBAWZ0DRXH"]
["2003-10-07","2003-10-20","2003-11-08",null,null,"7075/03","VaK JČ a.s.","Obec Kestřany","3108-664847-00249742-1/5","RVS Zátaví",null,"zrušeno 88789/2019",null,null,null,null,null,"KUCBAWZ0DRXH"]
["2019-08-01","2019-09-10","2019-10-01",null,null,"88789/2020","ČEVAK a.s.","Obec Kestřany","3108-664821-00249742-1/1","Kestřany (včetně místních částí) - vodovodní síť"]
["2003-10-07","2003-10-20","2003-11-08",null,null,"7076/03","VaK JČ a.s.","Obec Miloňovice","3111-695092-00251488-1/1","PŘ I vrt HV1 – ÚV Miloňovice",null,"zrušeno 104929/2024",null,null,null,null,null,"KUCBAWZ0DRYC"]
["2003-10-07","2003-10-20","2003-11-08",null,null,"7076/03","VaK JČ a.s.","Obec Miloňovice","3111-695092-00251488-1/2","PŘII vrtHV3 – ÚV Miloňovice",null,"zrušeno 104929/2024",null,null,null,null,null,"KUCBAWZ0DRYC"]
["2003-10-07","2003-10-20","2003-11-08",null,null,"7076/03","VaK JČ a.s.","Obec Miloňovice","3111-695092-00251488-1/3","RVS Miloňovice",null,"zrušeno 104929/2024",null,null,null,null,null,"KUCBAWZ0DRYC"]
["2003-10-07","2003-10-20","2003-11-08",null,null,"7076/03","VaK JČ a.s.","Obec Miloňovice","3111-695092-00251488-2/1","ÚV Miloňovice",null,"zrušeno 104929/2024",null,null,null,null,null,"KUCBAWZ0DRYC"]
["2003-10-07","2003-10-20","2003-11-08",null,null,"7076/03","VaK JČ a.s.","Obec Miloňovice","3111-695114-00251488-1/1","PŘ ČS-VDJ Sudkovice",null,"zrušeno 104929/2024",null,null,null,null,null,"KUCBAWZ0DRYC"]
["2003-10-07","2003-10-20","2003-11-08",null,null,"7076/03","VaK JČ a.s.","Obec Miloňovice","3111-695114-00251488-1/2","RVS Sudkovice",null,"zrušeno 104929/2024",null,null,null,null,null,"KUCBAWZ0DRYC"]
["2003-10-07","2003-10-20","2003-11-08",null,null,"7076/03","VaK JČ a.s.","Obec Miloňovice","3111-695114-00251488-2/1","ČS Sudkovice",null,"zrušeno 104929/2024",null,null,null,null,null,"KUCBAWZ0DRYC"]
["2024-08-30","2024-10-09","2024-10-26",null,null,"104929/2024","ČEVAK a.s.","Obec Miloňovice","3111-695092-00251488-1/1 ","Miloňovice - přív. řady: vrty Miloňovice - ÚV Miloňovice"]
["2024-08-30","2024-10-09","2024-10-26",null,null,"104929/2024","ČEVAK a.s.","Obec Miloňovice","3111-695092-00251488-1/2 ","Miloňovice - vodovodní síť"]
["2024-08-30","2024-10-09","2024-10-26",null,null,"104929/2024","ČEVAK a.s.","Obec Miloňovice","3111-695114-00251488-1/1 ","Miloňovice - Sudkovice - přív. řad: studna S1 -  VDJ Sudkovice"]
["2024-08-30","2024-10-09","2024-10-26",null,null,"104929/2024","ČEVAK a.s.","Obec Miloňovice","3111-695114-00251488-1/2 ","Miloňovice - Sudkovice - vodovodní síť"]
["2024-08-30","2024-10-09","2024-10-26",null,null,"104929/2024","ČEVAK a.s.","Obec Miloňovice","3111-695114-00251488-2/1 ","Miloňovice - Sudkovice - studna S1"]
["2024-08-30","2024-10-09","2024-10-26",null,null,"104929/2024","ČEVAK a.s.","Obec Miloňovice","3111-695092-00251488-2/1 ","Miloňovice – ÚV"]
["2003-10-07","2003-10-13","2003-11-08",null,null,"7077/03","VaK JČ a.s.","Obec Skály","3108-748161-00250104-1/2","RVS Skály",null,"zrušeno 119351/2020",null,null,null,null,null,"KUCBAWZ0DRYC"]
["2003-10-07","2003-10-13","2003-11-08",null,null,"7077/03","ČEVAK a.s.","Obec Skály","3108-748161-00250104-1/1","Skály, Budičovice - rozvodná síť",null,"změna 119351/2020",null,null,null,null,null,"KUCBAWZ0DRYC"]
["2003-10-07","2003-10-20","2003-11-08",null,null,"7078/03","VaK JČ a.s.","Obec Dražíč","3115-632198-00249637-1/1","PŘ z vrtů D3 a D4 do dražíče",null,"zrušeno 16862/2012",null,null,null,null,null,"KUCBAWZ0DRYC"]
["2003-10-07","2003-10-20","2003-11-08",null,null,"7078/03","VaK JČ a.s.","Obec Dražíč","3115-632198-00249637-1/2","RVS Dražíč",null,"zrušeno 16862/2012",null,null,null,null,null,"KUCBAWZ0DRYC"]
["2003-10-07","2003-10-20","2003-11-08",null,null,"7078/03","VaK JČ a.s.","Obec Dražíč","3115-632198-00249637-1/3","spojovací potrubí mezi vrty D3 a D4",null,"zrušeno 16862/2012",null,null,null,null,null,"KUCBAWZ0DRYC"]
["2003-10-07","2003-10-20","2003-11-08",null,null,"7078/03","VaK JČ a.s.","Obec Dražíč","3115-632198-00249637-2/1","vrty D3 a D4",null,"zrušeno 16862/2012",null,null,null,null,null,"KUCBAWZ0DRYC"]
["2003-10-07","2003-10-20","2003-11-08",null,null,"7079/03","VaK JČ a.s.","Obec Horosedly","3108-644781-00583961-1/1","PŘ VDJ Mirovice - Horosedly",null,"zrušeno 112568/2021",null,null,null,null,null,"KUCBAWZ0DRYC"]
["2003-10-07","2003-10-20","2003-11-08",null,null,"7079/03","VaK JČ a.s.","Obec Horosedly","3108-644781-00583961-1/2","RVS Horosedly",null,"zrušeno 112568/2021",null,null,null,null,null,"KUCBAWZ0DRYC"]
["2021-10-12","2021-11-02","2021-11-19",null,null,"112568/2021","ČEVAK a.s.","Obec Horosedly","3108-644781-00583961-1/1","Horosedly - vodovodní síť"]
["2003-10-07","2003-10-20","2003-11-08",null,null,"7080/03","ČEVAK a.s.","město Mirovice","3108-695726-00249858-1/1","RVS Mirovice",null,"změna 1365/2016, 35673/2020, zrušeno 112783/2021","Písek","Mirovice","vodovod","Ing. Olga Štíchová",null,"KUCBAWZ0DRYC"]
["2003-10-07","2003-10-20","2003-11-08",null,null,"7080/03","ČEVAK a.s.","město Mirovice","3108-695726-00249858-1/2","spoj mezi studnami",null,"změna 1365/2016, 35673/2020, zrušeno 112783/2021","Písek","Mirovice","vodovod","Ing. Olga Štíchová",null,"KUCBAWZ0DRYC"]
["2003-10-07","2003-10-20","2003-11-08",null,null,"7080/03","ČEVAK a.s.","město Mirovice","3108-695726-00249858-1/3","PŘ Mirovice – Plíškovice",null,"změna 1365/2016, 35673/2020, zrušeno 112783/2021","Písek","Mirovice","vodovod","Ing. Olga Štíchová",null,"KUCBAWZ0DRYC"]
["2003-10-07","2003-10-20","2003-11-08",null,null,"7080/03","ČEVAK a.s.","město Mirovice","3108-695726-00249858-1/4","PŘ ČS Mirovice – VDJ Mirovice",null,"změna 1365/2016, 35673/2020, zrušeno 112783/2021","Písek","Mirovice","vodovod","Ing. Olga Štíchová",null,"KUCBAWZ0DRYC"]
["2003-10-07","2003-10-20","2003-11-08",null,null,"7080/03","ČEVAK a.s.","město Mirovice","3108-695726-00249858-3/1","KS Mirovice",null,"změna 1365/2016, 35673/2020, zrušeno 112783/2021","Písek","Mirovice","kanalizace","Ing. Olga Štíchová",null,"KUCBAWZ0DRYC"]
["2003-10-07","2003-10-20","2003-11-08",null,null,"7080/03","ČEVAK a.s.","město Mirovice","3108-695726-00249858-4/1","ČOV Mirovice",null,"změna 1365/2016, 35673/2020, zrušeno 112783/2021","Písek","Mirovice","kanalizace","Ing. Olga Štíchová",null,"KUCBAWZ0DRYC"]
["2016-01-05","2016-01-25","2016-02-11",null,null,"1365/2016","ČEVAK a.s.","město Mirovice","3108-695726-00249858-2/1","Mirovice- ČS, vrt, 3 studny",null,"změna 35673/2020, zrušeno 112783/2021","Písek","Mirovice","vodovod","Ing. Olga Štíchová",null,"KUCBAWZ0DRYC"]
["2020-03-06","2020-04-28","2020-05-20",null,null,"35673/2020","ČEVAK a.s.","město Mirovice","3108-721875-00249858-1/1","RVS Plíškovice",null,"zrušeno 112783/2021","Písek","Mirovice","vodovod","Ing. Olga Štíchová"]
["2021-10-12","2021-11-04","2021-11-23",null,null,"112783/2021","ČEVAK a.s.","město Mirovice","3108-695726-00249858-1/1","Mirovice, Plíškovice - vodovodní síť"]
["2021-10-12","2021-11-04","2021-11-23",null,null,"112783/2021","ČEVAK a.s.","město Mirovice","3108-695726-00249858-1/2","Mirovice - přív. řad: zdroje - ÚV"]
["2021-10-12","2021-11-04","2021-11-23",null,null,"112783/2021","ČEVAK a.s.","město Mirovice","3108-695726-00249858-2/1","Mirovice ÚV"]
["2021-10-12","2021-11-04","2021-11-23",null,null,"112783/2021","ČEVAK a.s.","město Mirovice","3108-695726-00249858-3/1","Mirovice - stoková síť"]
["2021-10-12","2021-11-04","2021-11-23",null,null,"112783/2021","ČEVAK a.s.","město Mirovice","3108-695726-00249858-4/1","Mirovice ČOV"]
["2003-10-07","2003-11-20","2003-12-09",null,null,"7073/03","VaK JČ a.s.","Obec Holubov","3103-641472-00245879-2/3","zdroje pro Holubov-jím. Vrt, 2xstudna",null,"zrušeno 22767/2011",null,null,null,null,null,"KUCBAWZ0DRYC"]
["2003-10-07","2003-11-20","2003-12-09",null,null,"7073/03","VaK JČ a.s.","Obec Holubov","3103-641472-00245879-1/4","PŘ z jím. Vrtu do nového VDJ 150m3 Holubov",null,"zrušeno 22767/2011",null,null,null,null,null,"KUCBAWZ0DRYC"]
["2003-10-07","2003-11-20","2003-12-09",null,null,"7073/03","VaK JČ a.s.","Obec Holubov","3103-641472-00245879-1/5","PŘ od studny k novému VDJ Holubov 150m3",null,"zrušeno 22767/2011",null,null,null,null,null,"KUCBAWZ0DRYC"]
["2003-10-07","2003-11-20","2003-12-09",null,null,"7073/03","VaK JČ a.s.","Obec Holubov","3103-641472-00245879-1/7","PŘ od odb. z odkysel. Objektu PŘ Třísov k VDJ 150m3 nový- Holubov",null,"zrušeno 22767/2011",null,null,null,null,null,"KUCBAWZ0DRYC"]
["2003-10-07","2003-11-20","2003-12-09",null,null,"7073/03","VaK JČ a.s.","Obec Holubov","3103-641472-00245879-1/8","PŘ od studny přes starý VDJ 40m3 a ČS do nového VDJ 150m3 Holubov",null,"zrušeno 22767/2011",null,null,null,null,null,"KUCBAWZ0DRYC"]
["2003-10-07","2003-11-20","2003-12-09",null,null,"7073/03","VaK JČ a.s.","Obec Holubov","3103-641472-00245879-1/6","RVS Holubov",null,"zrušeno 22767/2011",null,null,null,null,null,"KUCBAWZ0DRYC"]
["2003-10-07","2003-11-20","2003-12-09",null,null,"7073/03","VaK JČ a.s.","Obec Holubov","3103-641472-00245879-2/2","jímací vrt Holubov",null,"zrušeno 22767/2011",null,null,null,null,null,"KUCBAWZ0DRYC"]
["2003-10-07","2003-11-20","2003-12-09",null,null,"7073/03","VaK JČ a.s.","Obec Holubov","3103-641472-00245879-2/1","jímací zářez s pramen. Jímkou a sběrná studna Krásetín-Podluží",null,"zrušeno 22767/2011",null,null,null,null,null,"KUCBAWZ0DRYC"]
["2003-10-07","2003-11-20","2003-12-09",null,null,"7073/03","VaK JČ a.s.","Obec Holubov","3103-641472-00245879-1/1","PŘ od jímacího vrtu do VDJ 150m3 Krásetín",null,"zrušeno 22767/2011",null,null,null,null,null,"KUCBAWZ0DRYC"]
["2003-10-07","2003-11-20","2003-12-09",null,null,"7073/03","VaK JČ a.s.","Obec Holubov","3103-641472-00245879-1/2","RVS Krásetín",null,"zrušeno 22767/2011",null,null,null,null,null,"KUCBAWZ0DRYC"]
["2003-10-07","2003-11-20","2003-12-09",null,null,"7073/03","VaK JČ a.s.","Obec Holubov","3103-641472-00245879-1/3","RVS Krásetín-Podluží",null,"zrušeno 22767/2011",null,null,null,null,null,"KUCBAWZ0DRYC"]
["2003-10-07","2003-11-20","2003-12-09",null,null,"7073/03","VaK JČ a.s.","Obec Holubov","3103-641529-00245879-2/1","objekt odkysel. Zařízení včetně 2 pramenních jímek – Třísov",null,"zrušeno 22767/2011",null,null,null,null,null,"KUCBAWZ0DRYC"]
["2003-10-07","2003-11-20","2003-12-09",null,null,"7073/03","VaK JČ a.s.","Obec Holubov","3103-641529-00245879-2/2","prameniště-3x studna pro osadu Třísov Hamr",null,"zrušeno 22767/2011",null,null,null,null,null,"KUCBAWZ0DRYC"]
["2003-10-07","2003-11-20","2003-12-09",null,null,"7073/03","VaK JČ a.s.","Obec Holubov","3103-641529-00245879-1/1","PŘ (zdvojený) od prameniště Třísov k objektu odkysel. Zařízení",null,"zrušeno 22767/2011",null,null,null,null,null,"KUCBAWZ0DRYC"]
["2003-10-07","2003-11-20","2003-12-09",null,null,"7073/03","VaK JČ a.s.","Obec Holubov","3103-641529-00245879-1/2","PŘ (zdvojený) od obj. odkysel. Zařízení k VDJ Třísov",null,"zrušeno 22767/2011",null,null,null,null,null,"KUCBAWZ0DRYC"]
["2003-10-07","2003-11-20","2003-12-09",null,null,"7073/03","VaK JČ a.s.","Obec Holubov","3103-641529-00245879-1/3","RVS Třísov",null,"zrušeno 22767/2011",null,null,null,null,null,"KUCBAWZ0DRYC"]
["2003-10-07","2003-11-20","2003-12-09",null,null,"7073/03","VaK JČ a.s.","Obec Holubov","3103-641529-00245879-1/4","RVS Třísov Hamr",null,"zrušeno 22767/2011",null,null,null,null,null,"KUCBAWZ0DRYC"]
["2003-10-07","2003-11-20","2003-12-09",null,null,"7073/03","ČEVAK a.s.","Obec Holubov","3103-641472-00245879-3/1","stoková síť Holubov",null,null,null,null,null,null,null,"KUCBAWZ0DRYC"]
["2003-10-07","2003-11-20","2003-12-09",null,null,"7073/03","ČEVAK a.s.","Obec Holubov","3103-641472-00245879-4/1","ČOV Holubov",null,null,null,null,null,null,null,"KUCBAWZ0DRYC"]
["2011-06-09","2011-06-29","2011-07-23",null,null,"22767/2011","ČEVAK a.s.","Obec Holubov","3103-641472-00245879-2/1","Třísov - pramenní jímky",null,null,null,null,null,null,null,"KUCBAWZ0DRYC"]
["2011-06-09","2011-06-29","2011-07-23",null,null,"22767/2011","ČEVAK a.s.","Obec Holubov","3103-641472-00245879-2/2","Krásetín - vrt VH1",null,null,null,null,null,null,null,"KUCBAWZ0DRYC"]
["2011-06-09","2011-06-29","2011-07-23",null,null,"22767/2011","ČEVAK a.s.","Obec Holubov","3103-641472-00245879-2/3","Holubov, vrt HJ1, studna S1, studna u ČS",null,null,null,null,null,null,null,"KUCBAWZ0DRYC"]
["2011-06-09","2011-06-29","2011-07-23",null,null,"22767/2011","ČEVAK a.s.","Obec Holubov","3103-641529-00245879-1/1","Třísov, PŘ od pram. Třísov k přerušovací komoře",null,null,null,null,null,null,null,"KUCBAWZ0DRYC"]
["2011-06-09","2011-06-29","2011-07-23",null,null,"22767/2011","ČEVAK a.s.","Obec Holubov","3103-641472-00245879-1/1","Krásetín, PŘ od vrtu VH1 do VDJ 150 m3",null,null,null,null,null,null,null,"KUCBAWZ0DRYC"]
["2011-06-09","2011-06-29","2011-07-23",null,null,"22767/2011","ČEVAK a.s.","Obec Holubov","3103-641472-00245879-1/2","Krásetín - RVS",null,null,null,null,null,null,null,"KUCBAWZ0DRYC"]
["2011-06-09","2011-06-29","2011-07-23",null,null,"22767/2011","ČEVAK a.s.","Obec Holubov","3103-641472-00245879-1/3","Holubov, přív. Řady ze zdrojů do nového VDJ Holubov 150m3",null,null,null,null,null,null,null,"KUCBAWZ0DRYC"]
["2011-06-09","2011-06-29","2011-07-23",null,null,"22767/2011","ČEVAK a.s.","Obec Holubov","3103-641472-00245879-1/4","Holubov, Třísov - RVS",null,null,null,null,null,null,null,"KUCBAWZ0DRYC"]
["2003-10-07","2003-11-20","2003-12-09",null,null,"7072/03","VaK JČ a.s.","Obec Besednice","3106-603210-00245798-2/2","úpravna vody s ČS-Besednice prameniště Keblany 2x vrt",null,"zrušeno 123689/2020",null,null,null,null,null,"KUCBAWZ0DRYC"]
["2003-10-07","2003-11-20","2003-12-09",null,null,"7072/03","VaK JČ a.s.","Obec Besednice","3106-603210-00245798-2/3","staré prameniště Vel. Kámen a studna Plachý",null,"zrušeno 123689/2020",null,null,null,null,null,"KUCBAWZ0DRYC"]
["2003-10-07","2003-11-20","2003-12-09",null,null,"7072/03","VaK JČ a.s.","Obec Besednice","3106-603210-00245798-1/4","PŘ od prameniště Velký Kámen k VDJ 120m3 k vodoměr. Šachtě",null,"zrušeno 123689/2020",null,null,null,null,null,"KUCBAWZ0DRYC"]
["2003-10-07","2003-11-20","2003-12-09",null,null,"7072/03","VaK JČ a.s.","Obec Besednice","3106-603210-00245798-1/5","PŘ od studny Plachů k armatur. Vodoměr. Šachtě",null,"zrušeno 123689/2020",null,null,null,null,null,"KUCBAWZ0DRYC"]
["2003-10-07","2003-11-20","2003-12-09",null,null,"7072/03","VaK JČ a.s.","Obec Besednice","3106-603210-00245798-1/6","PŘ od 2 vrtů ( HJ3, HJ4) u Keblan k ÚV Besednice",null,"zrušeno 123689/2020",null,null,null,null,null,"KUCBAWZ0DRYC"]
["2003-10-07","2003-11-20","2003-12-09",null,null,"7072/03","VaK JČ a.s.","Obec Besednice","3106-603210-00245798-1/7","PŘ od ÚV Besednice k armat. Šachtě a k VDJ 100m3",null,"zrušeno 123689/2020",null,null,null,null,null,"KUCBAWZ0DRYC"]
["2003-10-07","2003-11-20","2003-12-09",null,null,"7072/03","VaK JČ a.s.","Obec Besednice","3106-603210-00245798-1/8","PŘ od VDJ 100m3 k armat. Šachtě RVS Besednice",null,"zrušeno 123689/2020",null,null,null,null,null,"KUCBAWZ0DRYC"]
["2003-10-07","2003-11-20","2003-12-09",null,null,"7072/03","VaK JČ a.s.","Obec Besednice","3106-603210-00245798-1/3","RVS Besednice",null,"zrušeno 123689/2020",null,null,null,null,null,"KUCBAWZ0DRYC"]
["2003-10-07","2003-11-20","2003-12-09",null,null,"7072/03","VaK JČ a.s.","Obec Besednice","3106-603210-00245798-2/1","1x studna, ČS s odkysel. Filtrem – osada Bída",null,"zrušeno rozhodnutím 4097/2007",null,null,null,null,null,"KUCBAWZ0DRYC"]
["2003-10-07","2003-11-20","2003-12-09",null,null,"7072/03","VaK JČ a.s.","Obec Besednice","3106-603210-00245798-1/1","PŘ od ČS k odboč. na RVS Bída",null,"zrušeno rozhodnutím 4097/2007",null,null,null,null,null,"KUCBAWZ0DRYC"]
["2003-10-07","2003-11-20","2003-12-09",null,null,"7072/03","VaK JČ a.s.","Obec Besednice","3106-603210-00245798-1/2","RVS pro osadu Bída k předáv. Šachtě na Smrhov",null,"zrušeno rozhodnutím 4097/2007",null,null,null,null,null,"KUCBAWZ0DRYC"]
["2003-10-07","2003-11-20","2003-12-09",null,null,"7072/03","VaK JČ a.s.","Obec Besednice","3106-603228-00245798-2/1","studny Malče (S1 až S4) s VDJ 20 m3, včetně PŘ-100m (litina-150mm)",null,"zrušeno 123689/2020",null,null,null,null,null,"KUCBAWZ0DRYC"]
["2020-10-05","2020-11-24","2020-12-18",null,null,"123689/20","ČEVAK a.s.","Obec Besednice","3106-603210-00245798-3/1","stoková síť Besednice",null,"změna 95033/2025",null,null,null,null,null,"KUCBAWZ0DRYC"]
["2020-10-05","2020-11-24","2020-12-18",null,null,"123689/20","ČEVAK a.s.","Obec Besednice","3106-603210-00245798-4/1","ČOV Besednice",null,"změna 95033/2025",null,null,null,null,null,"KUCBAWZ0DRYC"]
["2020-10-05","2020-11-24","2020-12-18",null,null,"123689/20","ČEVAK a.s.","Obec Besednice","3106-603228-00245798-1/1","RVS Malče (za VDJ)",null,"zrušeno 95033/2025",null,null,null,null,null,"KUCBAWZ0DRYC"]
["2020-10-05","2020-11-24","2020-12-18",null,null,"123689/20","ČEVAK a.s.","Obec Besednice","3106-603210-00245789-1/1","RVS Besednice",null,"zrušeno 95033/2025"]
["2020-10-05","2020-11-24","2020-12-18",null,null,"123689/20","ČEVAK a.s.","Obec Besednice","3106-603210-00245789-1/2","PŘ od pram. V. Kámen a studna Plachý",null,"zrušeno 95033/2025"]
["2020-10-05","2020-11-24","2020-12-18",null,null,"123689/20","ČEVAK a.s.","Obec Besednice","3106-603210-00245789-1/3","PŘ od 2 vrtů HJ3, HJ4 (u Keblan) k ÚV Besednice",null,"zrušeno 95033/2025"]
["2020-10-05","2020-11-24","2020-12-18",null,null,"123689/20","ČEVAK a.s.","Obec Besednice","3106-603210-00245789-1/4","PŘ od ÚV Besednice k arm. Šachtě a k VDJ 100 m3",null,"zrušeno 95033/2025"]
["2020-10-05","2020-11-24","2020-12-18",null,null,"123689/20","ČEVAK a.s.","Obec Besednice","3106-603228-00245789-2/1","studny Malče (S1 až S3)",null,"zrušeno 95033/2025"]
["2020-10-05","2020-11-24","2020-12-18",null,null,"123689/20","ČEVAK a.s.","Obec Besednice","3106-603210-00245789-2/1","ÚV s ČS - Besednice",null,"zrušeno 95033/2025"]
["2020-10-05","2020-11-24","2020-12-18",null,null,"123689/20","ČEVAK a.s.","Obec Besednice","3106-603210-00245789-2/2","staré prameniště Vel. Kámen a studna Plachý",null,"zrušeno 95033/2025"]
["2025-08-14","2025-09-15","2025-10-02",null,null,"95033/2025","ČEVAK a.s.","Městys Besednice","3106-603210-00245798-1/1","Besednice - vodovodní síť"]
["2025-08-14","2025-09-15","2025-10-02",null,null,"95033/2025","ČEVAK a.s.","Městys Besednice","3106-603210-00245798-1/2","Besednice - přív.řad: prameniště Velký kámen, zdroje Plachý - VDJ Besednice starý"]
["2025-08-14","2025-09-15","2025-10-02",null,null,"95033/2025","ČEVAK a.s.","Městys Besednice","3106-603210-00245798-1/3","Besednice - přív.řad: vrty Besednice - ÚV Besednice"]
["2025-08-14","2025-09-15","2025-10-02",null,null,"95033/2025","ČEVAK a.s.","Městys Besednice","3106-603210-00245798-1/4","Besednice - přív.řad: ÚV Besednice - VDJ Besednice nový"]
["2025-08-14","2025-09-15","2025-10-02",null,null,"95033/2025","ČEVAK a.s.","Městys Besednice","3106-603210-00245798-1/5","Besednice - část Bída - vodovodní síť"]
["2025-08-14","2025-09-15","2025-10-02",null,null,"95033/2025","ČEVAK a.s.","Městys Besednice","3106-603210-00245798-2/1","Besednice - ÚV"]
["2025-08-14","2025-09-15","2025-10-02",null,null,"95033/2025","ČEVAK a.s.","Městys Besednice","3106-603210-00245798-2/2","Besednice - prameniště Velký Kámen, zdroje Plachý - odradonování"]
["2025-08-14","2025-09-15","2025-10-02",null,null,"95033/2025","ČEVAK a.s.","Městys Besednice","3106-603228-00245798-1/1","Besednice - Malče - vodovodní síť"]
["2025-08-14","2025-09-15","2025-10-02",null,null,"95033/2025","ČEVAK a.s.","Městys Besednice","3106-603228-00245798-2/1","Besednice - Malče studny"]
["2003-10-07","2003-11-20","2003-12-09",null,null,"7071/03","VaK JČ a.s.","Jiří Jakeš (fyz. osoba)","3109-654205-16854829-2/1","prameniště pro Smědeč 2x studna",null,"Zrušeno rozhodnutím č.j. KUJCK 8254/2008",null,null,null,null,null,"KUCBAWZ0DRYC"]
["2003-10-07","2003-11-20","2003-12-09",null,null,"7071/03","VaK JČ a.s.","Jiří Jakeš (fyz. osoba)","3106-603228-00245798-1/1","PŘ od studní do VDJ Smědeč 100m3",null,"Zrušeno rozhodnutím č.j. KUJCK 8254/2008",null,null,null,null,null,"KUCBAWZ0DRYC"]
["2003-10-07","2003-11-20","2003-12-09",null,null,"7071/03","VaK JČ a.s.","Jiří Jakeš (fyz. osoba)","3109-676802-16854829-1/1","PŘ od VDJ do VŠ + odbočka na farmu u Smědče",null,"Zrušeno rozhodnutím č.j. KUJCK 8254/2008",null,null,null,null,null,"KUCBAWZ0DRYC"]
["2003-10-07","2003-11-20","2003-12-09",null,null,"7071/03","VaK JČ a.s.","Jiří Jakeš (fyz. osoba)","3109-676802-16854829-1/2","RVS Smědeč (od VŠ)",null,"Zrušeno rozhodnutím č.j. KUJCK 8254/2008",null,null,null,null,null,"KUCBAWZ0DRYC"]
["2003-10-07","2003-11-20","2003-12-09",null,null,"7070/03","VaK JČ a.s.","Obec Benešov nad Černou","3106-602388-00245780-2/1","objekt pro úpravu vody vrtu B1",null,"zrušeno rozhodnutím č.j. KUJCK 9056/2014",null,null,null,null,null,"KUCBAWZ0DRYC"]
["2003-10-07","2003-11-20","2003-12-09",null,null,"7070/03","VaK JČ a.s.","Obec Benešov nad Černou","3106-602388-00245780-1/1","PŘ z prameniště Kuří vrch (studny P1-P5) na VDJ",null,"zrušeno rozhodnutím č.j. KUJCK 9056/2014",null,null,null,null,null,"KUCBAWZ0DRYC"]
["2003-10-07","2003-11-20","2003-12-09",null,null,"7070/03","VaK JČ a.s.","Obec Benešov nad Černou","3106-602388-00245780-1/2","PŘ od VDJ k obj. pro úpravu vody (na počátek RVS Benešov n. Č.)",null,"zrušeno rozhodnutím č.j. KUJCK 9056/2014",null,null,null,null,null,"KUCBAWZ0DRYC"]
["2003-10-07","2003-11-20","2003-12-09",null,null,"7070/03","VaK JČ a.s.","Obec Benešov nad Černou","3106-602388-00245780-1/3","PŘ od vrtu B1 do objektu pro úpravu vody (k počátku RVS Benešov n. Č)",null,"zrušeno rozhodnutím č.j. KUJCK 9056/2014",null,null,null,null,null,"KUCBAWZ0DRYC"]
["2003-10-07","2003-11-20","2003-12-09",null,null,"7070/03","VaK JČ a.s.","Obec Benešov nad Černou","3106-602388-00245780-1/4","RVS Benešov n. Č)",null,"zrušeno rozhodnutím č.j. KUJCK 9056/2014",null,null,null,null,null,"KUCBAWZ0DRYC"]
["2003-10-07","2003-11-20","2003-12-09",null,null,"7070/03","VaK JČ a.s.","Obec Benešov nad Černou","3106-602388-00245780-3/1","stoková síť Benešov n. Č.",null,"zrušeno rozhodnutím č.j. KUJCK 9056/2014",null,null,null,null,null,"KUCBAWZ0DRYC"]
["2003-10-07","2003-11-20","2003-12-09",null,null,"7070/03","VaK JČ a.s.","Obec Benešov nad Černou","3106-602388-00245780-4/1","ČOV Benešov n. Č.",null,"zrušeno rozhodnutím č.j. KUJCK 9056/2014",null,null,null,null,null,"KUCBAWZ0DRYC"]
["2003-10-07","2003-11-20","2003-12-09",null,null,"7070/03","VaK JČ a.s.","Obec Benešov nad Černou","3106-602434-00245780-2/1","prameniště Kuří vrch – 5x pramenní jímka s jím. Zářezy",null,"zrušeno rozhodnutím č.j. KUJCK 9056/2014",null,null,null,null,null,"KUCBAWZ0DRYC"]
["2003-10-16","2003-10-20","2003-11-08",null,null,"7327/03","VaK JČ a.s.","Obec Ražice","3108-739995-00250074-1/2","PŘ vrt R5-VDJ",null,"zrušeno 82182/2021",null,null,null,null,null,"KUCBAWZ0DRYC"]
["2003-10-16","2003-10-20","2003-11-08",null,null,"7327/03","VaK JČ a.s.","Obec Ražice","3108-739995-00250074-1/3","PŘ-výtlak z vrtů R2 aR3 –VDJ",null,"zrušeno 82182/2021",null,null,null,null,null,"KUCBAWZ0DRYC"]
["2003-10-16","2003-10-20","2003-11-08",null,null,"7327/03","VaK JČ a.s.","Obec Ražice","3108-739995-00250074-1/4","RVS Ražice",null,"zrušeno 82182/2021",null,null,null,null,null,"KUCBAWZ0DRYC"]
["2003-10-16","2003-10-20","2003-11-08",null,null,"7327/03","VaK JČ a.s.","Obec Ražice","3108-739995-00250074-1/1","PŘ VDJ-obec Ražice",null,"zrušeno 82182/2021",null,null,null,null,null,"KUCBAWZ0DRYC"]
["2003-10-16","2003-10-20","2003-11-08",null,null,"7327/03","VaK JČ a.s.","Obec Ražice","3108-763705-00250074-1/1","PŘ Ražice-Štětice",null,"zrušeno 82182/2021",null,null,null,null,null,"KUCBAWZ0DRYC"]
["2003-10-16","2003-10-20","2003-11-08",null,null,"7327/03","VaK JČ a.s.","Obec Ražice","3108-763705-00250074-1/2","RVS Štětice",null,"zrušeno 82182/2021",null,null,null,null,null,"KUCBAWZ0DRYC"]
["2021-07-20","2021-08-09","2021-08-25",null,null,"82182/2021","ČEVAK a.s.","Obec Ražice","3108-739995-00250074-1/1","Ražice, Štětice, Humňany - vodovodní síť"]
["2003-10-07","2003-11-20","2003-12-09",null,null,"7069/03","VaK JČ a.s.","Obec Němčice","3109-689793-00250554-1/1"," RVS-Sedlovice (od VŠ)",null,"zrušeno 10547/2012",null,null,null,null,null,"KUCBAWZ0DRYC"]
["2003-10-07","2003-11-20","2003-12-09",null,null,"7069/03","ČEVAK a.s.","Obec Němčice","3109-689777-00250554-3/1","stoková síť Němčice",null,"změna 10547/2012, 39375/2025",null,null,null,null,null,"KUCBAWZ0DRYC"]
["2003-10-07","2003-11-20","2003-12-09",null,null,"7069/03","ČEVAK a.s.","Obec Němčice","3109-689777-00250554-4/1","ČOV-Němčice",null,"změna 10547/2012, 39375/2025",null,null,null,null,null,"KUCBAWZ0DRYC"]
["2012-04-13","2012-05-07","2012-05-23",null,null,"10547/2012","ČEVAK a.s.","Obec Němčice","3109-689777-00250554-1/1","PŘ VŠ Mahouš - RŠ Němčice, Sedlovice",null,"zrušeno 39375/2025",null,null,null,null,null,"KUCBAWZ0DRYC"]
["2012-04-13","2012-05-07","2012-05-23",null,null,"10547/2012","ČEVAK a.s.","Obec Němčice","3109-689777-00250554-1/2","RVS Němčice, Sedlovice",null,"zrušeno 39375/2025",null,null,null,null,null,"KUCBAWZ0DRYC"]
["2025-03-25","2025-04-14","2025-05-02",null,null,"39375/2025","ČEVAK a.s.","Obec Němčice","3109-689777-00250554-1/1","Němčice, Sedlovice – vodovodní síť"]
["2003-10-07","2003-11-20","2003-12-09",null,null,"7068/03","ČEVAK a.s.","Obec Husinec","3109-649708-00250449-1/1","RVS- Husinec s osadou Výrov",null,null,null,null,null,null,null,"KUCBAWZ0DRYC"]
["2003-10-07","2003-11-20","2003-12-09",null,null,"7068/03","ČEVAK a.s.","Obec Husinec","3109-649708-00250449-3/1","stoková síť Husinec",null,null,null,null,null,null,null,"KUCBAWZ0DRYC"]
["2003-10-07","2003-11-20","2003-12-09",null,null,"7067/03","ČEVAK a.s.","Obec Neplachov","3102-703389-00581801-1/1","Přivaděcí řad od Pelejovic po Neplachov",null,"zrušeno 118419/2025",null,null,null,null,null,"KUCBAWZ0DRYC"]
["2003-10-07","2003-11-20","2003-12-09",null,null,"7067/03","ČEVAK a.s.","Obec Neplachov","3102-703389-00581801-1/2","Rozvodný vodovodní řad Neplachov",null,"zrušeno 118419/2025",null,null,null,null,null,"KUCBAWZ0DRYC"]
["2025-10-17","2025-11-27","2025-12-13",null,null,"118419/2025","ČEVAK a.s.","Obec Neplachov","3102-703389-00581801-1/1","Neplachov  -vodovodní síť"]
["2003-10-07","2003-11-20","2003-12-09",null,null,"7066/03","ČEVAK a.s.","Obec Adamov","3102-600032-00581160-3/1","Kanalizační stoka Adamov",null,null,null,null,null,null,null,"KUCBAWZ0DRZ7"]
["2003-10-07","2003-11-20","2003-12-09",null,null,"7065/03","VaK JČ a.s.","Obec Kubova Huť","3116-644595-00583057-2/1","ÚV – Kubova Huť s vrty",null,"zrušeno rozhodnutím 36294/2010",null,null,null,null,null,"KUCBAWZ0DRZ7"]
["2003-10-07","2003-11-20","2003-12-09",null,null,"7065/03","VaK JČ a.s.","Obec Kubova Huť","3116-644595-00583057-1/1","PŘ z Volského pram. Do ÚV Kubova Huť",null,"zrušeno rozhodnutím 36294/2010",null,null,null,null,null,"KUCBAWZ0DRZ7"]
["2003-10-07","2003-11-20","2003-12-09",null,null,"7065/03","VaK JČ a.s.","Obec Kubova Huť","3116-644595-00583057-1/2","PŘ z jím. vrtů doVDJ ÚV Kubova Huť",null,"zrušeno rozhodnutím 36294/2010",null,null,null,null,null,"KUCBAWZ0DRZ7"]
["2003-10-07","2003-11-20","2003-12-09",null,null,"7065/03","VaK JČ a.s.","Obec Kubova Huť","3116-644609-00583057-1/1","RVS Kubova Huť",null,"zrušeno rozhodnutím 36294/2010",null,null,null,null,null,"KUCBAWZ0DRZ7"]
["2003-10-07","2003-11-20","2003-12-09",null,null,"7065/03","VaK JČ a.s.","Obec Kubova Huť","3116-644609-00583057-3/1","stoková síť Kubova Huť",null,"zrušeno rozhodnutím 36294/2010",null,null,null,null,null,"KUCBAWZ0DRZ7"]
["2003-10-07","2003-11-20","2003-12-09",null,null,"7065/03","VaK JČ a.s.","Obec Kubova Huť","3116-644625-00583057-4/1","ČOV Kubova Huť",null,"zrušeno rozhodnutím 36294/2010",null,null,null,null,null,"KUCBAWZ0DRZ7"]
["2003-10-07","2003-11-20","2003-12-09",null,null,"7064/03","VaK JČ a.s.","Obec Vlachovo Březí","3109-783293-00250821-2/1","prameniště Za horou 10x kopaná studna a (2x vrtané studny mimo provoz) – pro Vlachovo Březí",null,"Zrušeno rozhodnutím 40307/2011",null,null,null,null,null,"KUCBAWZ0DRZ7"]
["2003-10-07","2003-11-20","2003-12-09",null,null,"7064/03","VaK JČ a.s.","Obec Vlachovo Březí","3109-773328-00250821-2/1","prameniště 6x vrty v nivě Libotyňského potoka a sběrná studna pro Vlachovo Březí",null,"Zrušeno rozhodnutím 40307/2011",null,null,null,null,null,"KUCBAWZ0DRZ7"]
["2003-10-07","2003-11-20","2003-12-09",null,null,"7064/03","VaK JČ a.s.","Obec Vlachovo Březí","3109-783293-00250821-1/1","PŘ z vrtů u Lybotyňského potoka do VDJ 150 m3 Vl. Březí",null,"Zrušeno rozhodnutím 40307/2011",null,null,null,null,null,"KUCBAWZ0DRZ7"]
["2003-10-07","2003-11-20","2003-12-09",null,null,"7064/03","VaK JČ a.s.","Obec Vlachovo Březí","3109-783293-00250821-1/2","PŘ z prameniště Za horou přes VDJ 43m3 do VDJ Vl. Březí",null,"Zrušeno rozhodnutím 40307/2011",null,null,null,null,null,"KUCBAWZ0DRZ7"]
["2003-10-07","2003-11-20","2003-12-09",null,null,"7064/03","VaK JČ a.s.","Obec Vlachovo Březí","3109-783293-00250821-1/3","RVS Vlachovo Březí",null,"Zrušeno rozhodnutím 40307/2011",null,null,null,null,null,"KUCBAWZ0DRZ7"]
["2003-10-07","2003-11-20","2003-12-09",null,null,"7064/03","VaK JČ a.s.","Obec Vlachovo Březí","3109-783293-00250821-3/1","stoková síť Vlachovo Březí",null,"Zrušeno rozhodnutím 40307/2011",null,null,null,null,null,"KUCBAWZ0DRZ7"]
["2003-10-07","2003-11-20","2003-12-09",null,null,"7064/03","VaK JČ a.s.","Obec Vlachovo Březí","3109-783293-00250821-4/1","ČOV Vlachovo Březí",null,"Zrušeno rozhodnutím 40307/2011",null,null,null,null,null,"KUCBAWZ0DRZ7"]
["2003-10-07","2003-11-20","2003-12-09",null,null,"7063/03","ČEVAK a.s.","Obec Včelná","3102-777382-00245607-1/1","Přívodní vodovodní řad od VDJ Včelná po Benzina Včelná",null,null,null,null,null,null,null,"KUCBAWZ0DRZ7"]
["2003-10-07","2003-11-20","2003-12-09",null,null,"7063/03","ČEVAK a.s.","Obec Včelná","3102-777382-00245607-1/2","Rozvodný vodovodní řad Včelná",null,null,null,null,null,null,null,"KUCBAWZ0DRZ7"]
["2003-10-07","2003-11-20","2003-12-09",null,null,"7063/03","ČEVAK a.s.","Obec Včelná","3102-777382-00245607-3/1","stoková síť Včelná",null,null,null,null,null,null,null,"KUCBAWZ0DRZ7"]
["2003-10-07","2003-11-20","2003-12-09",null,null,"7062/03","VaK JČ a.s.","Obec Netřebice","3106-704041-00246018-1/1","PŘ od předáv. Vodom. (u ATS Netř.) k RVS Netřebice",null,"zrušeno 30971/2021",null,null,null,null,null,"KUCBAWZ0DRZ7"]
["2003-10-07","2003-11-20","2003-12-09",null,null,"7062/03","VaK JČ a.s.","Obec Netřebice","3106-704041-00246018-1/2","RVS Netřebice",null,"zrušeno 30971/2021",null,null,null,null,null,"KUCBAWZ0DRZ7"]
["2003-10-07","2003-11-20","2003-12-09",null,null,"7062/03","ČEVAK a.s.","Obec Netřebice","3106-704041-00246018-3/1","stoková síť – obec Netřebice",null,"změna 30971/2021",null,null,null,null,null,"KUCBAWZ0DRZ7"]
["2003-10-07","2003-11-20","2003-12-09",null,null,"7062/03","ČEVAK a.s.","Obec Netřebice","3106-704041-00246018-4/1","ČOV Netřebice",null,"změna 30971/2021",null,null,null,null,null,"KUCBAWZ0DRZ7"]
["2021-03-10","2021-04-07","2021-04-28",null,null,"30971/2021","ČEVAK a.s.","Obec Netřebice","3106-704041-00246018-1/1","RVS - Netřebice"]
["2003-10-07","2003-11-20","2003-12-09",null,null,"7061/03","VaK JČ a.s.","Obec Ktiš","3109-676781-00250503-2/1","ÚV s ČS – Ktiš, s vrtem a PŘ (25,3m)",null,"zrušeno rozhodnutím 35833/2009",null,null,null,null,null,"KUCBAWZ0DRZ7"]
["2003-10-07","2003-11-20","2003-12-09",null,null,"7061/03","VaK JČ a.s.","Obec Ktiš","3109-676781-00250503-1/1","PŘ odÚV do VDJ (2x 100m3) Ktiš",null,"zrušeno rozhodnutím 35833/2009",null,null,null,null,null,"KUCBAWZ0DRZ7"]
["2003-10-07","2003-11-20","2003-12-09",null,null,"7061/03","VaK JČ a.s.","Obec Ktiš","3109-676781-00250503-1/2","RVS – Ktiš",null,"zrušeno rozhodnutím 35833/2009",null,null,null,null,null,"KUCBAWZ0DRZ7"]
["2003-10-07","2003-11-20","2003-12-09",null,null,"7061/03","VaK JČ a.s.","Obec Ktiš","3109-676781-00250503-3/1","stoková síť Ktiš",null,"zrušeno rozhodnutím 35833/2009",null,null,null,null,null,"KUCBAWZ0DRZ7"]
["2003-10-07","2003-11-20","2003-12-09",null,null,"7061/03","VaK JČ a.s.","Obec Ktiš","3109-676781-00250503-4/1","ČOV Ktiš",null,"zrušeno rozhodnutím 35833/2009",null,null,null,null,null,"KUCBAWZ0DRZ7"]
["2003-10-07","2003-11-20","2003-12-09",null,null,"7061/03","VaK JČ a.s.","Obec Ktiš","3109-676772-00250503-2/1","zdroje – 3x studna s ČS pro osadu Březovík",null,"zrušeno rozhodnutím 35833/2009",null,null,null,null,null,"KUCBAWZ0DRZ7"]
["2003-10-07","2003-11-20","2003-12-09",null,null,"7061/03","VaK JČ a.s.","Obec Ktiš","3109-676772-00250503-1/1","PŘ od studní S1, S2 do sběrné studny pro Březovík",null,"zrušeno rozhodnutím 35833/2009",null,null,null,null,null,"KUCBAWZ0DRZ7"]
["2003-10-07","2003-11-20","2003-12-09",null,null,"7061/03","VaK JČ a.s.","Obec Ktiš","3109-676772-00250503-1/2","PŘ od sběrné studny do VDJ Březovík",null,"zrušeno rozhodnutím 35833/2009",null,null,null,null,null,"KUCBAWZ0DRZ7"]
["2003-10-07","2003-11-20","2003-12-09",null,null,"7061/03","VaK JČ a.s.","Obec Ktiš","3109-676772-00250503-1/3","RVS Březovík",null,"zrušeno rozhodnutím 35833/2009",null,null,null,null,null,"KUCBAWZ0DRZ7"]
["2003-10-07","2003-11-20","2003-12-09",null,null,"7061/03","VaK JČ a.s.","Obec Ktiš","3109-676802-00250503-3/1","stoková síť – Smědeč",null,"zrušeno rozhodnutím 35833/2009",null,null,null,null,null,"KUCBAWZ0DRZ7"]
["2003-10-07","2003-11-20","2003-12-09",null,null,"7061/03","VaK JČ a.s.","Obec Ktiš","3109-676802-00250503-4/1","ČOV Smědeč",null,"zrušeno rozhodnutím 35833/2009",null,null,null,null,null,"KUCBAWZ0DRZ7"]
["2003-10-07","2003-11-20","2003-12-09",null,null,"7060/03","ČEVAK a.s.","Město Bavorov","3117-601179-00250945-2/1","Úpravna vody Bavorov, ČS, vrt",null,"změna 39821/2024",null,null,null,null,null,"KUCBAWZ0DRZ7"]
["2003-10-07","2003-11-20","2003-12-09",null,null,"7060/03","ČEVAK a.s.","Město Bavorov","3117-601179-00250945-2/2","prameniště uU hradu – 2x sběr. studna, jímací zářez – pro Bavorov",null,"zrušeno 39821/2024",null,null,null,null,null,"KUCBAWZ0DRZ7"]
["2003-10-07","2003-11-20","2003-12-09",null,null,"7060/03","ČEVAK a.s.","Město Bavorov","3117-601179-00250945-2/3","objekt odkysel. Zařízení, 4x studna Mazný pro Bavorov",null,"zrušeno 39821/2024",null,null,null,null,null,"KUCBAWZ0DRZ7"]
["2003-10-07","2003-11-20","2003-12-09",null,null,"7060/03","ČEVAK a.s.","Město Bavorov","3117-601179-00250945-1/1","PŘ od vrtu S1 do ÚV Bavorov",null,"změna 39821/2024",null,null,null,null,null,"KUCBAWZ0DRZ7"]
["2003-10-07","2003-11-20","2003-12-09",null,null,"7060/03","ČEVAK a.s.","Město Bavorov","3117-601179-00250945-1/2","PŘ od prameniště Mazný do VDJ 240 m3 Bavorov",null,"zrušeno 39821/2024",null,null,null,null,null,"KUCBAWZ0DRZ7"]
["2003-10-07","2003-11-20","2003-12-09",null,null,"7060/03","ČEVAK a.s.","Město Bavorov","3117-601179-00250945-1/3","PŘ od prameniště U hradu k VDJ 240 Bavorov",null,"zrušeno 39821/2024",null,null,null,null,null,"KUCBAWZ0DRZ7"]
["2003-10-07","2003-11-20","2003-12-09",null,null,"7060/03","ČEVAK a.s.","Město Bavorov","3117-601179-00250945-1/4","RVS – Bavorov",null,"změna 39821/2024",null,null,null,null,null,"KUCBAWZ0DRZ7"]
["2003-10-07","2003-11-20","2003-12-09",null,null,"7060/03","ČEVAK a.s.","Město Bavorov","3117-601179-00250945-3/1","stoková síť Bavorov",null,"změna 39821/2024",null,null,null,null,null,"KUCBAWZ0DRZ7"]
["2003-10-07","2003-11-20","2003-12-09",null,null,"7060/03","ČEVAK a.s.","Město Bavorov","3117-601179-00250945-4/1","ČOV Bavorov",null,"změna 39821/2024",null,null,null,null,null,"KUCBAWZ0DRZ7"]
["2003-10-07","2003-11-20","2003-12-09",null,null,"7060/03","ČEVAK a.s.","Město Bavorov","3117-623776-00250945-2/1","zdrojová pramenní jímka pro Čichtice",null,"změna 39821/2024",null,null,null,null,null,"KUCBAWZ0DRZ7"]
["2003-10-07","2003-11-20","2003-12-09",null,null,"7060/03","ČEVAK a.s.","Město Bavorov","3117-623776-00250945-1/1","PŘ od pramenní jímky do VDJ Čichtice",null,"změna 39821/2024",null,null,null,null,null,"KUCBAWZ0DRZ7"]
["2003-10-07","2003-11-20","2003-12-09",null,null,"7060/03","ČEVAK a.s.","Město Bavorov","3117-623776-00250945-1/2","PŘ za VDJ Čichtice k šachtě na počátku RVS",null,"změna 39821/2024",null,null,null,null,null,"KUCBAWZ0DRZ7"]
["2003-10-07","2003-11-20","2003-12-09",null,null,"7060/03","ČEVAK a.s.","Město Bavorov","3117-623776-00250945-1/3","RVS – Čichtice",null,"změna 39821/2024",null,null,null,null,null,"KUCBAWZ0DRZ7"]
["2003-10-07","2003-11-20","2003-12-09",null,null,"7470/03","VaK JČ a.s.","Jihočeský vodárenský svaz","3102-721549-49021117-1/1","Římov - ÚV Plav",null,"zrušeno rozhodnutím 8703/2011",null,null,null,null,null,"KUCBAWZ0DRZ7"]
["2003-10-07","2003-11-20","2003-12-09",null,null,"7470/03","VaK JČ a.s.","Jihočeský vodárenský svaz","3102-777382-49021117-1/1","ÚV Plav - VDJ Včelná",null,"zrušeno rozhodnutím 8703/2011",null,null,null,null,null,"KUCBAWZ0DRZ7"]
["2003-10-07","2003-11-20","2003-12-09",null,null,"7470/03","VaK JČ a.s.","Jihočeský vodárenský svaz","3102-746681-49021117-1/1","VDJ Včelná - ČS Hlavatce",null,"zrušeno rozhodnutím 8703/2011",null,null,null,null,null,"KUCBAWZ0DRZ7"]
["2003-10-07","2003-11-20","2003-12-09",null,null,"7470/03","VaK JČ a.s.","Jihočeský vodárenský svaz","3102-686204-49021117-1/1","VDJ Včelná - RŠ Litvnínovice (stará roura)",null,"zrušeno rozhodnutím 8703/2011",null,null,null,null,null,"KUCBAWZ0DRZ7"]
["2003-10-07","2003-11-20","2003-12-09",null,null,"7470/03","VaK JČ a.s.","Jihočeský vodárenský svaz","3102-673111-49021117-1/1","ÚV Plav - ČS Bukovec",null,"zrušeno rozhodnutím 8703/2011",null,null,null,null,null,"KUCBAWZ0DRZ7"]
["2003-10-07","2003-11-20","2003-12-09",null,null,"7470/03","VaK JČ a.s.","Jihočeský vodárenský svaz","3102-702072-49021117-1/1","ÚV Plav - VDJ Heřmaň",null,"zrušeno rozhodnutím 8703/2011",null,null,null,null,null,"KUCBAWZ0DRZ7"]
["2003-10-07","2003-11-20","2003-12-09",null,null,"7470/03","VaK JČ a.s.","Jihočeský vodárenský svaz","3102-787213-49021117-1/1","ČS Hlavatce - VDJ Zdoba",null,"zrušeno rozhodnutím 8703/2011",null,null,null,null,null,"KUCBAWZ0DRZ7"]
["2003-10-07","2003-11-20","2003-12-09",null,null,"7470/03","VaK JČ a.s.","Jihočeský vodárenský svaz","3102-721549-49021117-1/2","ČS Vidov u řeky - ÚV Plav",null,"zrušeno rozhodnutím 8703/2011",null,null,null,null,null,"KUCBAWZ0DRZ7"]
["2003-10-07","2003-11-20","2003-12-09",null,null,"7470/03","VaK JČ a.s.","Jihočeský vodárenský svaz","3102-607525-49021117-1/1","ÚV Plav - VDJ Hosín II",null,"zrušeno rozhodnutím 8703/2011",null,null,null,null,null,"KUCBAWZ0DRZ7"]
["2003-10-07","2003-11-20","2003-12-09",null,null,"7470/03","VaK JČ a.s.","Jihočeský vodárenský svaz","3102-754331-49021117-1/1","RŠ Hodějovice - VDJ St. Hodějovice",null,"zrušeno rozhodnutím 8703/2011",null,null,null,null,null,"KUCBAWZ0DRZ7"]
["2003-10-07","2003-11-20","2003-12-09",null,null,"7470/03","VaK JČ a.s.","Jihočeský vodárenský svaz","3102-741621-49021117-1/1","Napojení vrtu Vi-1",null,"zrušeno rozhodnutím 8703/2011",null,null,null,null,null,"KUCBAWZ0DRZ7"]
["2003-10-07","2003-11-20","2003-12-09",null,null,"7470/03","VaK JČ a.s.","Jihočeský vodárenský svaz","3102-633534-49021117-1/1","RŠ Dubičné - VDJ Dubičné",null,"zrušeno rozhodnutím 8703/2011",null,null,null,null,null,"KUCBAWZ0DRZ7"]
["2003-10-07","2003-11-20","2003-12-09",null,null,"7470/03","VaK JČ a.s.","Jihočeský vodárenský svaz","3102-780685-49021117-1/1","VDJ Hosín II - RŠ Veselí n/Lužnicí",null,"zrušeno rozhodnutím 8703/2011",null,null,null,null,null,"KUCBAWZ0DRZ7"]
["2003-10-07","2003-11-20","2003-12-09",null,null,"7470/03","VaK JČ a.s.","Jihočeský vodárenský svaz","3102-774731-49021117-1/1","vrt US-2a - ČS Úsilné",null,"zrušeno rozhodnutím 8703/2011",null,null,null,null,null,"KUCBAWZ0DRZ7"]
["2003-10-07","2003-11-20","2003-12-09",null,null,"7470/03","VaK JČ a.s.","Jihočeský vodárenský svaz","3102-685178-49021117-1/1","ČS Úsilné - VDJ Lišov",null,"zrušeno rozhodnutím 8703/2011",null,null,null,null,null,"KUCBAWZ0DRZ7"]
["2003-10-07","2003-11-20","2003-12-09",null,null,"7470/03","VaK JČ a.s.","Jihočeský vodárenský svaz","3102-639605-49021117-1/1","České Vrbné - šachta Hluboká Podskalí",null,"zrušeno rozhodnutím 8703/2011",null,null,null,null,null,"KUCBAWZ0DRZ7"]
["2003-10-07","2003-11-20","2003-12-09",null,null,"7470/03","VaK JČ a.s.","Jihočeský vodárenský svaz","3102-793272-49021117-1/1","šachta Hluboká Podskalí - zemní VDJ Zliv (vč. odb.pr.)",null,"zrušeno rozhodnutím 8703/2011",null,null,null,null,null,"KUCBAWZ0DRZ7"]
["2003-10-07","2003-11-20","2003-12-09",null,null,"7470/03","VaK JČ a.s.","Jihočeský vodárenský svaz","3102-793272-49021117-1/2","šachta Hluboká Podskalí - ČS ÚV Zliv (starý řad)",null,"zrušeno rozhodnutím 8703/2011",null,null,null,null,null,"KUCBAWZ0DRZ7"]
["2003-10-07","2003-11-20","2003-12-09",null,null,"7470/03","VaK JČ a.s.","Jihočeský vodárenský svaz","3102-639605-49021117-1/2","zás. řad Hrdějovice - Hluboká Zámostí",null,"zrušeno rozhodnutím 8703/2011",null,null,null,null,null,"KUCBAWZ0DRZ7"]
["2003-10-07","2003-11-20","2003-12-09",null,null,"7470/03","VaK JČ a.s.","Jihočeský vodárenský svaz","3102-736791-49021117-1/1","ČS Olešník - VDJ Chlumec",null,"zrušeno rozhodnutím 8703/2011",null,null,null,null,null,"KUCBAWZ0DRZ7"]
["2003-10-07","2003-11-20","2003-12-09",null,null,"7470/03","VaK JČ a.s.","Jihočeský vodárenský svaz","3102-645532-49021117-1/1","VDJ Hosín I - VDJ Těšín",null,"zrušeno rozhodnutím 8703/2011",null,null,null,null,null,"KUCBAWZ0DRZ7"]
["2003-10-07","2003-11-20","2003-12-09",null,null,"7470/03","VaK JČ a.s.","Jihočeský vodárenský svaz","3102-618993-49021117-1/1","měrná šachta Nové Dvory - RŠ Čejkovice,Dasný",null,"zrušeno rozhodnutím 8703/2011",null,null,null,null,null,"KUCBAWZ0DRZ7"]
["2003-10-07","2003-11-20","2003-12-09",null,null,"7470/03","VaK JČ a.s.","Jihočeský vodárenský svaz","3102-746681-49021117-1/2","ČS Hlavatce - RŠ Sedlec",null,"zrušeno rozhodnutím 8703/2011",null,null,null,null,null,"KUCBAWZ0DRZ7"]
["2003-10-07","2003-11-20","2003-12-09",null,null,"7470/03","VaK JČ a.s.","Jihočeský vodárenský svaz","3102-743470-49021117-1/1","VDJ Dubičné - VDJ Rudolfov III",null,"zrušeno rozhodnutím 8703/2011",null,null,null,null,null,"KUCBAWZ0DRZ7"]
["2003-10-07","2003-11-20","2003-12-09",null,null,"7470/03","VaK JČ a.s.","Jihočeský vodárenský svaz","3102-785679-49021117-1/1","VDJ Rudolfov III - VDJ Dobrá Voda",null,"zrušeno rozhodnutím 8703/2011",null,null,null,null,null,"KUCBAWZ0DRZ7"]
["2003-10-07","2003-11-20","2003-12-09",null,null,"7470/03","VaK JČ a.s.","Jihočeský vodárenský svaz","3102-721549-49021117-2/1","ÚV Plav",null,"zrušeno rozhodnutím 8703/2011",null,null,null,null,null,"KUCBAWZ0DRZ7"]
["2003-10-07","2003-11-20","2003-12-09",null,null,"7470/03","VaK JČ a.s.","Jihočeský vodárenský svaz","3112-774731-49021117-2/1","vrt US-2A",null,"zrušeno rozhodnutím 8703/2011",null,null,null,null,null,"KUCBAWZ0DRZ7"]
["2003-10-07","2003-11-20","2003-12-09",null,null,"7470/03","VaK JČ a.s.","Jihočeský vodárenský svaz","3103-630250-49021117-1/1","RŠ Markvatice - býv. ČS Dolní Třebonín","ČESKÝ KRUMLOV","zrušeno rozhodnutím 8703/2011",null,null,null,null,null,"KUCBAWZ0DRZ7"]
["2003-10-07","2003-11-20","2003-12-09",null,null,"7470/03","VaK JČ a.s.","Jihočeský vodárenský svaz","3103-704041-49021117-1/1","VDJ Horní Brána-VDJ Netřebice, VDJ Plešivec II",null,"zrušeno rozhodnutím 8703/2011",null,null,null,null,null,"KUCBAWZ0DRZ7"]
["2003-10-07","2003-11-20","2003-12-09",null,null,"7470/03","VaK JČ a.s.","Jihočeský vodárenský svaz","3103-623016-49021117-1/1","ČS Bukovec - VDJ Domoradice",null,"zrušeno rozhodnutím 8703/2011",null,null,null,null,null,"KUCBAWZ0DRZ7"]
["2003-10-07","2003-11-20","2003-12-09",null,null,"7470/03","VaK JČ a.s.","Jihočeský vodárenský svaz","3103-623016-49021117-1/2","VDJ Domoradice - VDJ Nádraží",null,"zrušeno rozhodnutím 8703/2011",null,null,null,null,null,"KUCBAWZ0DRZ7"]
["2003-10-07","2003-11-20","2003-12-09",null,null,"7470/03","VaK JČ a.s.","Jihočeský vodárenský svaz","3103-793698-49021117-1/1","odbočka Jeroným - RŠ Markvartice",null,"zrušeno rozhodnutím 8703/2011",null,null,null,null,null,"KUCBAWZ0DRZ7"]
["2003-10-07","2003-11-20","2003-12-09",null,null,"7470/03","VaK JČ a.s.","Jihočeský vodárenský svaz","3106-777854-49021117-1/1","VDJ Netřebice - RŠ Velešín","KAPLICE","zrušeno rozhodnutím 8703/2011",null,null,null,null,null,"KUCBAWZ0DRZ7"]
["2003-10-07","2003-11-20","2003-12-09",null,null,"7470/03","VaK JČ a.s.","Jihočeský vodárenský svaz","3106-725943-49021117-1/1","PŘ VDJ Netřebice - obec Pořešín, ATS pro obec Netřebice",null,"zrušeno rozhodnutím 8703/2011",null,null,null,null,null,"KUCBAWZ0DRZ7"]
["2003-10-07","2003-11-20","2003-12-09",null,null,"7470/03","VaK JČ a.s.","Jihočeský vodárenský svaz","3106-725943-49021117-1/2","ČS Pořešín  - ÚV Pořešín",null,"zrušeno rozhodnutím 8703/2011",null,null,null,null,null,"KUCBAWZ0DRZ7"]
["2003-10-07","2003-11-20","2003-12-09",null,null,"7470/03","VaK JČ a.s.","Jihočeský vodárenský svaz","3106-793698-49021117-1/1","PŘ odb. Markvartice - AŠ Velešín",null,"zrušeno rozhodnutím 8703/2011",null,null,null,null,null,"KUCBAWZ0DRZ7"]
["2003-10-07","2003-11-20","2003-12-09",null,null,"7470/03","VaK JČ a.s.","Jihočeský vodárenský svaz","3106-739961-49021117-1/2","PŘ z VDJ Netřebice - RVS Kaplice-nádraží",null,"zrušeno rozhodnutím 8703/2011",null,null,null,null,null,"KUCBAWZ0DRZ7"]
["2003-10-07","2003-11-20","2003-12-09",null,null,"7470/03","VaK JČ a.s.","Jihočeský vodárenský svaz","3106-628972-49021117-2/1","ÚV Pořešín",null,"zrušeno rozhodnutím 8703/2011",null,null,null,null,null,"KUCBAWZ0DRZ7"]
["2003-10-07","2003-11-20","2003-12-09",null,null,"7470/03","VaK JČ a.s.","Jihočeský vodárenský svaz","3107-694673-49021117-1/1","VDJ Hodušín - VDJ Milevsko","MILEVSKO","zrušeno rozhodnutím 8703/2011",null,null,null,null,null,"KUCBAWZ0DRZ7"]
["2003-10-07","2003-11-20","2003-12-09",null,null,"7470/03","VaK JČ a.s.","Jihočeský vodárenský svaz","3108-720755-49021117-1/1","RO Vítkov-VDJ Amerika II","PÍSEK","zrušeno rozhodnutím 8703/2011",null,null,null,null,null,"KUCBAWZ0DRZ7"]
["2003-10-07","2003-11-20","2003-12-09",null,null,"7470/03","VaK JČ a.s.","Jihočeský vodárenský svaz","3109-766852-49021117-1/1","ČS Hlavatce-ČS Těšovice","PRACHATICE","zrušeno rozhodnutím 8703/2011",null,null,null,null,null,"KUCBAWZ0DRZ7"]
["2003-10-07","2003-11-20","2003-12-09",null,null,"7470/03","VaK JČ a.s.","Jihočeský vodárenský svaz","3109-703940-49021117-1/1","výtlak z  VSJČ do VDJ Horánek ",null,"zrušeno rozhodnutím 8703/2011",null,null,null,null,null,"KUCBAWZ0DRZ7"]
["2003-10-07","2003-11-20","2003-12-09",null,null,"7470/03","VaK JČ a.s.","Jihočeský vodárenský svaz","3109-703940-49021117-1/2","výtlak z VSJČ do VDJ Ptáčník",null,"zrušeno rozhodnutím 8703/2011",null,null,null,null,null,"KUCBAWZ0DRZ7"]
["2003-10-07","2003-11-20","2003-12-09",null,null,"7470/03","VaK JČ a.s.","Jihočeský vodárenský svaz","3109-703940-49021117-1/3","VDJ Horánek-ČS Netolice",null,"zrušeno rozhodnutím 8703/2011",null,null,null,null,null,"KUCBAWZ0DRZ7"]
["2003-10-07","2003-11-20","2003-12-09",null,null,"7470/03","VaK JČ a.s.","Jihočeský vodárenský svaz","3109-680885-49021117-1/1","ČS Netolice - ČS Kunžvart",null,"zrušeno rozhodnutím 8703/2011",null,null,null,null,null,"KUCBAWZ0DRZ7"]
["2003-10-07","2003-11-20","2003-12-09",null,null,"7470/03","VaK JČ a.s.","Jihočeský vodárenský svaz","3109-689769-49021117-1/1","VDJ Horánek - VDJ Hlodačky",null,"zrušeno rozhodnutím 8703/2011",null,null,null,null,null,"KUCBAWZ0DRZ7"]
["2003-10-07","2003-11-20","2003-12-09",null,null,"7470/03","VaK JČ a.s.","Jihočeský vodárenský svaz","3109-649708-49021117-1/1","ČS Těšovice - VDJ Husinec",null,"zrušeno rozhodnutím 8703/2011",null,null,null,null,null,"KUCBAWZ0DRZ7"]
["2003-10-07","2003-11-20","2003-12-09",null,null,"7470/03","VaK JČ a.s.","Jihočeský vodárenský svaz","3109-732630-49021117-1/1","ČS Těšovice - VDJ Šiben. vrch II",null,"zrušeno rozhodnutím 8703/2011",null,null,null,null,null,"KUCBAWZ0DRZ7"]
["2003-10-07","2003-11-20","2003-12-09",null,null,"7470/03","VaK JČ a.s.","Jihočeský vodárenský svaz","3109-732630-49021117-1/2","propojeni vodojemů Šiben. vrch I a II",null,"zrušeno rozhodnutím 8703/2011",null,null,null,null,null,"KUCBAWZ0DRZ7"]
["2003-10-07","2003-11-20","2003-12-09",null,null,"7470/03","VaK JČ a.s.","Jihočeský vodárenský svaz","3109-732630-49021117-1/3","ÚV Prachatice - VDJ Hřbitovní",null,"zrušeno rozhodnutím 8703/2011",null,null,null,null,null,"KUCBAWZ0DRZ7"]
["2003-10-07","2003-11-20","2003-12-09",null,null,"7470/03","VaK JČ a.s.","Jihočeský vodárenský svaz","3109-732711-49021117-1/3","jím.objekt nádrž Husinec-ÚV Prachatice (zdvoj.řad)",null,"zrušeno rozhodnutím 8703/2011",null,null,null,null,null,"KUCBAWZ0DRZ7"]
["2003-10-07","2003-11-20","2003-12-09",null,null,"7470/03","VaK JČ a.s.","Jihočeský vodárenský svaz","3109-732711-49021117-2/1","ÚV Prachatice",null,"zrušeno rozhodnutím 8703/2011",null,null,null,null,null,"KUCBAWZ0DRZ7"]
["2003-10-07","2003-11-20","2003-12-09",null,null,"7470/03","VaK JČ a.s.","Jihočeský vodárenský svaz","3110-619086-49021117-1/1","RŠ Veselí - VDJ Čekanice","SOBĚSLAV","zrušeno rozhodnutím 8703/2011",null,null,null,null,null,"KUCBAWZ0DRZ7"]
["2003-10-07","2003-11-20","2003-12-09",null,null,"7470/03","VaK JČ a.s.","Jihočeský vodárenský svaz","3110-780685-49021117-1/1","ÚV Veselí n/Lužnicí - VDJ Zlukov",null,"zrušeno rozhodnutím 8703/2011",null,null,null,null,null,"KUCBAWZ0DRZ7"]
["2003-10-07","2003-11-20","2003-12-09",null,null,"7470/03","VaK JČ a.s.","Jihočeský vodárenský svaz","3110-721697-49021117-1/1","RŠ Veselí n/Lužnicí - ČS Pleše",null,"zrušeno rozhodnutím 8703/2011",null,null,null,null,null,"KUCBAWZ0DRZ7"]
["2003-10-07","2003-11-20","2003-12-09",null,null,"7470/03","VaK JČ a.s.","Jihočeský vodárenský svaz","3110-780685-49021117-1/2","nátok z VSJČ do VDJ Zlukov",null,"zrušeno rozhodnutím 8703/2011",null,null,null,null,null,"KUCBAWZ0DRZ7"]
["2003-10-07","2003-11-20","2003-12-09",null,null,"7470/03","VaK JČ a.s.","Jihočeský vodárenský svaz","3110-747688-49021117-1/1","VDJ Zlukov - ČS Sezimovo Ústí",null,"zrušeno rozhodnutím 8703/2011",null,null,null,null,null,"KUCBAWZ0DRZ7"]
["2003-10-07","2003-11-20","2003-12-09",null,null,"7470/03","VaK JČ a.s.","Jihočeský vodárenský svaz","3110-780685-49021117-1/3","napojení 7 studní na ČS pozd.vody Veselí n/Lužnicí",null,"zrušeno rozhodnutím 8703/2011",null,null,null,null,null,"KUCBAWZ0DRZ7"]
["2003-10-07","2003-11-20","2003-12-09",null,null,"7470/03","VaK JČ a.s.","Jihočeský vodárenský svaz","3110-780685-49021117-1/4","PŘ od infiltrace z pískov.do ČS podz.vody Veselí/L",null,"zrušeno rozhodnutím 8703/2011",null,null,null,null,null,"KUCBAWZ0DRZ7"]
["2003-10-07","2003-11-20","2003-12-09",null,null,"7470/03","VaK JČ a.s.","Jihočeský vodárenský svaz","3110-780685-49021117-1/5","ČS pozd.vody - ÚV  Veselí n/Lužnicí",null,"zrušeno rozhodnutím 8703/2011",null,null,null,null,null,"KUCBAWZ0DRZ7"]
["2003-10-07","2003-11-20","2003-12-09",null,null,"7470/03","VaK JČ a.s.","Jihočeský vodárenský svaz","3110-780685-49021117-1/6","jím.objekt povrch.vody - ÚV  Veselí n/Lužnicí",null,"zrušeno rozhodnutím 8703/2011",null,null,null,null,null,"KUCBAWZ0DRZ7"]
["2003-10-07","2003-11-20","2003-12-09",null,null,"7470/03","VaK JČ a.s.","Jihočeský vodárenský svaz","3110-780685-49021117-2/1","ÚV Veselí n/Lužnící",null,"zrušeno rozhodnutím 8703/2011",null,null,null,null,null,"KUCBAWZ0DRZ7"]
["2003-10-07","2003-11-20","2003-12-09",null,null,"7470/03","VaK JČ a.s.","Jihočeský vodárenský svaz","3111-763306-49021117-1/1","VDJ Drahonice - RO Vítkov","STRAKONICE","zrušeno rozhodnutím 8703/2011",null,null,null,null,null,"KUCBAWZ0DRZ7"]
["2003-10-07","2003-11-20","2003-12-09",null,null,"7470/03","VaK JČ a.s.","Jihočeský vodárenský svaz","3111-755915-49021117-1/1","RO Vítkov - VDJ Kuřidlo",null,"zrušeno rozhodnutím 8703/2011",null,null,null,null,null,"KUCBAWZ0DRZ7"]
["2003-10-07","2003-11-20","2003-12-09",null,null,"7470/03","VaK JČ a.s.","Jihočeský vodárenský svaz","3112-748757-49021117-1/1","ČS Sudoměřice-VDJ Hodušín","TÁBOR","zrušeno rozhodnutím 8703/2011",null,null,null,null,null,"KUCBAWZ0DRZ7"]
["2003-10-07","2003-11-20","2003-12-09",null,null,"7470/03","VaK JČ a.s.","Jihočeský vodárenský svaz","3112-748757-49021117-1/2","VDJ Všechov - VDJ Hodušín",null,"zrušeno rozhodnutím 8703/2011",null,null,null,null,null,"KUCBAWZ0DRZ7"]
["2003-10-07","2003-11-20","2003-12-09",null,null,"7470/03","VaK JČ a.s.","Jihočeský vodárenský svaz","3112-666513-49021117-1/1","ČS Klokoty - VDJ Všechov",null,"zrušeno rozhodnutím 8703/2011",null,null,null,null,null,"KUCBAWZ0DRZ7"]
["2003-10-07","2003-11-20","2003-12-09",null,null,"7470/03","VaK JČ a.s.","Jihočeský vodárenský svaz","3112-619086-49021117-1/1","VDJ Čekanice - ÚV Tábor",null,"zrušeno rozhodnutím 8703/2011",null,null,null,null,null,"KUCBAWZ0DRZ7"]
["2003-10-07","2003-11-20","2003-12-09",null,null,"7470/03","VaK JČ a.s.","Jihočeský vodárenský svaz","3112-693456-49021117-1/1","nátok z VSJČ do VDJ Svatá Anna",null,"zrušeno rozhodnutím 8703/2011",null,null,null,null,null,"KUCBAWZ0DRZ7"]
["2003-10-07","2003-11-20","2003-12-09",null,null,"7470/03","VaK JČ a.s.","Jihočeský vodárenský svaz","3112-693456-49021117-1/2","ČS Sezimovo Ústí -  VDJ Sv. Anna",null,"zrušeno rozhodnutím 8703/2011",null,null,null,null,null,"KUCBAWZ0DRZ7"]
["2003-10-07","2003-11-20","2003-12-09",null,null,"7470/03","VaK JČ a.s.","Jihočeský vodárenský svaz","3112-748773-49021117-1/1","VDJ Hodušín - VDJ Skrýchov",null,"zrušeno rozhodnutím 8703/2011",null,null,null,null,null,"KUCBAWZ0DRZ7"]
["2003-10-07","2003-11-20","2003-12-09",null,null,"7470/03","VaK JČ a.s.","Jihočeský vodárenský svaz","3112-619086-49021117-2/1","ÚV Tábor",null,"zrušeno rozhodnutím 8703/2011",null,null,null,null,null,"KUCBAWZ0DRZ7"]
["2003-10-07","2003-11-20","2003-12-09",null,null,"7470/03","VaK JČ a.s.","Jihočeský vodárenský svaz","3115-758876-49021117-1/1","VDJ Zdoba-ČS Sudoměřice, VDJ Neznášov","TÝN NAD VLTAVOU","zrušeno rozhodnutím 8703/2011",null,null,null,null,null,"KUCBAWZ0DRZ7"]
["2003-10-07","2003-11-20","2003-12-09",null,null,"7470/03","VaK JČ a.s.","Jihočeský vodárenský svaz","3117-674052-49021117-1/1","ČS Hlavatce-RŠ Krašlovice","VODŇANY","zrušeno rozhodnutím 8703/2011",null,null,null,null,null,"KUCBAWZ0DRZ7"]
["2003-10-07","2003-11-20","2003-12-09",null,null,"7470/03","VaK JČ a.s.","Jihočeský vodárenský svaz","3117-773603-49021117-1/1","nátok z VSJČ do ČS Hvožďany",null,"zrušeno rozhodnutím 8703/2011",null,null,null,null,null,"KUCBAWZ0DRZ7"]
["2003-10-07","2003-11-20","2003-12-09",null,null,"7470/03","VaK JČ a.s.","Jihočeský vodárenský svaz","3117-681962-49021117-1/1","ČS Hvožďany - VDJ Lomec",null,"zrušeno rozhodnutím 8703/2011",null,null,null,null,null,"KUCBAWZ0DRZ7"]
["2003-10-07","2003-11-20","2003-12-09",null,null,"7470/03","VaK JČ a.s.","Jihočeský vodárenský svaz","3117-784281-49021117-1/1","nátok z VSJČ dochlorace Vodňany",null,"zrušeno rozhodnutím 8703/2011",null,null,null,null,null,"KUCBAWZ0DRZ7"]
["2003-10-07","2003-11-20","2003-12-09",null,null,"7470/03","VaK JČ a.s.","Jihočeský vodárenský svaz","3117-737402-49021117-1/1","nátok z VSJČ do VDJ Vodňany",null,"zrušeno rozhodnutím 8703/2011",null,null,null,null,null,"KUCBAWZ0DRZ7"]
["2003-10-07","2003-11-20","2003-12-09",null,null,"7470/03","VaK JČ a.s.","Jihočeský vodárenský svaz","3117-631710-49021117-1/1","RŠ Krašlovice-VDJ Drahonice",null,"zrušeno rozhodnutím 8703/2011",null,null,null,null,null,"KUCBAWZ0DRZ7"]
["2009-09-09","2009-09-30","2009-10-17",null,null,"28502/2009","VaK JČ a.s. nově ČEVAK, a. s. ","Jihočeský vodárenský svaz","3102-745723-49021117-1/1","Rezervní přívod z nádrže Římov na ÚV Plav",null,"zrušeno rozhodnutím 8703/2011 Nový provozovatel  ČEVAK a.s. rozhodnutí …./2019",null,null,null,null,null,"KUCBAWZ0DRZ7"]
["2009-09-09","2009-09-30","2009-10-17",null,null,"28502/2009","VaK JČ a.s.","Jihočeský vodárenský svaz","3102-710491-49021117-1/1","PŘ ČS ÚV Zliv - ČS Olešník (přes VDJ Chlum)",null,"zrušeno rozhodnutím 8703/2011",null,null,null,null,null,"KUCBAWZ0DRZ7"]
["2009-09-09","2009-09-30","2009-10-17",null,null,"28502/2009","VaK JČ a.s.","Jihočeský vodárenský svaz","3102-645532-49021117-1/2","VDJ Chotýčany-RŠ Dobřejovice",null,"zrušeno rozhodnutím 8703/2011",null,null,null,null,null,"KUCBAWZ0DRZ7"]
["2009-09-09","2009-09-30","2009-10-17",null,null,"28502/2009","VaK JČ a.s.","Jihočeský vodárenský svaz","3103-622931-49021117-1/1","VDJ Netřebice-VDJ H.Brána, AŠRozsyp vč. VDJ Plešiv",null,"zrušeno rozhodnutím 8703/2011",null,null,null,null,null,"KUCBAWZ0DRZ7"]
["2009-09-09","2009-09-30","2009-10-17",null,null,"28502/2009","VaK JČ a.s.","Jihočeský vodárenský svaz","3106-745723-49021117-1/1","RŠ Velešín - VDJ Horní Vesce",null,"zrušeno rozhodnutím 8703/2011",null,null,null,null,null,"KUCBAWZ0DRZ7"]
["2009-09-09","2009-09-30","2009-10-17",null,null,"28502/2009","VaK JČ a.s.","Jihočeský vodárenský svaz","3106-704041-49021117-1/1","ČS Bukovec - vdj. Netřebice",null,"zrušeno rozhodnutím 8703/2011",null,null,null,null,null,"KUCBAWZ0DRZ7"]
["2009-09-09","2009-09-30","2009-10-17",null,null,"28502/2009","VaK JČ a.s.","Jihočeský vodárenský svaz","3115-772127-49021117-1/1","nátok do VDJ Malá Varta",null,"zrušeno rozhodnutím 8703/2011",null,null,null,null,null,"KUCBAWZ0DRZ7"]
["2009-09-09","2009-09-30","2009-10-17",null,null,"28502/2009","VaK JČ a.s.","Jihočeský vodárenský svaz","3112-795810-49021117-1/1","Sudoměřice - VDJ Bezděčín“",null,"zrušeno rozhodnutím 8703/2011",null,null,null,null,null,"KUCBAWZ0DRZ7"]
["2003-10-20","2003-11-20","2003-12-09",null,null,"7469/03","ČEVAK a.s.","Sdružení měst a obcí Bukovská voda","3115-628824-00244791-2/1","Úpravna vody Dolní Bukovsko",null,null,null,null,null,null,null,"KUCBAWZ0DS0V"]
["2003-10-20","2003-11-20","2003-12-09",null,null,"7469/03","ČEVAK a.s.","Sdružení měst a obcí Bukovská voda","3115-721697-00244791-1/1","Vodovodní řad ÚV Dolní Bukovsko-VDJ Pleše",null,null,null,null,null,null,null,"KUCBAWZ0DS0V"]
["2003-10-20","2003-11-20","2003-12-09",null,null,"7469/03","ČEVAK a.s.","Sdružení měst a obcí Bukovská voda","3115-628824-65050541-1/2","Surová voda – Vrty - ÚV Dolní Bukovsko -",null,null,null,null,null,null,null,"KUCBAWZ0DS0V"]
["2003-10-20","2003-11-20","2003-12-09",null,null,"7469/03","ČEVAK a.s.","Sdružení měst a obcí Bukovská voda","3115-763772-65050541-1/1","Výtlačný řad – ÚV Dolní Bukovsko – VDJ Smrčí",null,null,null,null,null,null,null,"KUCBAWZ0DS0V"]
["2003-10-20","2003-11-20","2003-12-09",null,null,"7469/03","ČEVAK a.s.","Sdružení měst a obcí Bukovská voda","3115-628824-65050541-1/1","Zásobní řad – VDJ Smrčí – ÚV Dolní Bukovsko",null,null,null,null,null,null,null,"KUCBAWZ0DS0V"]
["2003-10-20","2003-11-20","2003-12-09",null,null,"7469/03","ČEVAK a.s.","Sdružení měst a obcí Bukovská voda","3115-772127-65050541-1/1","Vodovodní řad – VDJ Smrčí-VDJ Varta II",null,null,null,null,null,null,null,"KUCBAWZ0DS0V"]
["2003-10-21","2003-11-20","2003-12-09",null,null,"7512/03","VaK JČ a.s.","Město Trhové Sviny","3113-702501-00245551-1/1","Přiváděcí řad – z VDJ Nesměň –VDJ Něchov",null,"zrušeno 60606/2019",null,null,null,null,null,"KUCBAWZ0DS0V"]
["2003-10-21","2003-11-20","2003-12-09",null,null,"7512/03","VaK JČ a.s.","Město Trhové Sviny","3113-702501-00245551-1/2","Rozvodný vodovodní řad Něchov",null,"zrušeno 60606/2019",null,null,null,null,null,"KUCBAWZ0DS0V"]
["2003-10-21","2003-11-20","2003-12-09",null,null,"7512/03","VaK JČ a.s.","Město Trhové Sviny","3113-702528-00245551-1/1","Přiváděcí řad Něchov -  Todně",null,"zrušeno 60606/2019",null,null,null,null,null,"KUCBAWZ0DS0V"]
["2003-10-21","2003-11-20","2003-12-09",null,null,"7512/03","VaK JČ a.s.","Město Trhové Sviny","3113-702528-00245551-1/2","Rozvodný vodovodní řad Todně",null,"zrušeno 60606/2019",null,null,null,null,null,"KUCBAWZ0DS0V"]
["2019-05-24","2019-06-26","2019-07-13",null,null,"60606/2019","ČEVAK a.s.","Město Trhové Sviny","3113-702501-00245551-1/1","Trhové Sviny - Něchov, Todně - vodovodní síť",null,null,"Trhové Sviny","Trhové Sviny","vodovod","Ing. Martin Kalač"]
["2003-10-21","2003-11-20","2003-12-09",null,null,"7513/03","VaK JČ a.s.","Obec Olešník","3102-710491-00245291-1/3","Rozvodný vodovodní řad Olešník",null,"zrušeno 134392/2023",null,null,null,null,null,"KUCBAWZ0DS0V"]
["2003-10-21","2003-11-20","2003-12-09",null,null,"7513/03","VaK JČ a.s.","Obec Olešník","3102-710491-00245291-1/1","Přiváděcí řad VDJ Chlumec – Obec Chlumec",null,"zrušeno 134392/2023",null,null,null,null,null,"KUCBAWZ0DS0V"]
["2003-10-21","2003-11-20","2003-12-09",null,null,"7513/03","VaK JČ a.s.","Obec Olešník","3102-710491-00245291-1/2","Rozvodný vodovodní řad Chlumec",null,"zrušeno 134392/2023",null,null,null,null,null,"KUCBAWZ0DS0V"]
["2023-11-10","2023-12-05","2023-12-21",null,null,"134392/2023","ČEVAK a.s.","Obec Olešník","3102-710491-00245291-1/1","Olešník - vodovodní síť"]
["2023-11-10","2023-12-05","2023-12-21",null,null,"134392/2023","ČEVAK a.s.","Obec Olešník","3102-710491-00245291-1/2","Olešník - Chlumec - vodovodní síť"]
["2023-11-10","2023-12-05","2023-12-21",null,null,"134392/2023","ČEVAK a.s.","Obec Olešník","3102-710491-00245291-3/1","Olešník - stoková síť"]
["2023-11-10","2023-12-05","2023-12-21",null,null,"134392/2023","ČEVAK a.s.","Obec Olešník","3102-710491-00245291-3/2","Olešník - Chlumec - stoková síť"]
["2023-11-10","2023-12-05","2023-12-21",null,null,"134392/2023","ČEVAK a.s.","Obec Olešník","3102-710491-00245291-3/3","Olešník - Nová Ves u Olešníka - stoková síť"]
["2023-11-10","2023-12-05","2023-12-21",null,null,"134392/2023","ČEVAK a.s.","Obec Olešník","3102-710491-00245291-4/1","Olešník - ČOV"]
["2025-06-04","2025-06-24","2025-07-11",null,null,"68671/2025","ČEVAK a.s.","Obec Olešník","3102-710491-00245291-4/2 ","Olešník – Chlumec – ČOV"]
["2003-10-20","2003-11-20","2003-12-09",null,null,"7475/03","ČEVAK a.s.","Obec Žimutice","3115-797073-00245763-1/1","Přívodní řad z L 300 po Žimutice",null,"zrušeno 123868/2025",null,null,null,null,null,"KUCBAWZ0DS0V"]
["2003-10-20","2003-11-20","2003-12-09",null,null,"7475/03","ČEVAK a.s.","Obec Žimutice","3115-797073-00245763-1/2","Rozvodný vodovodní řad Žimutice",null,"zrušeno 123868/2025",null,null,null,null,null,"KUCBAWZ0DS0V"]
["2003-10-20","2003-11-20","2003-12-09",null,null,"7475/03","ČEVAK a.s.","Obec Žimutice","3115-797057-00245763-1/2","Přívodní řad od Žimutic přes Bečice do Krakovčic ",null,"zrušeno 123868/2025",null,null,null,null,null,"KUCBAWZ0DS0V"]
["2003-10-20","2003-11-20","2003-12-09",null,null,"7475/03","ČEVAK a.s.","Obec Žimutice","3115-797057-00245763-1/1","Rozvodný vodovodní řad Krakovčice",null,"zrušeno 123868/2025",null,null,null,null,null,"KUCBAWZ0DS0V"]
["2003-10-20","2003-11-20","2003-12-09",null,null,"7475/03","ČEVAK a.s.","Obec Žimutice","3115-628107-00245763-1/1","Přívodní řad od stáv.L 300 (u Dobšic) po Smilovice",null,"zrušeno 123868/2025",null,null,null,null,null,"KUCBAWZ0DS0V"]
["2003-10-20","2003-11-20","2003-12-09",null,null,"7475/03","ČEVAK a.s.","Obec Žimutice","3115-628107-00245763-1/2","Rozvodný vodovodní řad Smilovice",null,"zrušeno 123868/2025",null,null,null,null,null,"KUCBAWZ0DS0V"]
["2003-10-20","2003-11-20","2003-12-09",null,null,"7475/03","ČEVAK a.s.","Obec Žimutice","3115-797065-00245763-1/1","Přívodní řad od L 300 Horní Bukovsko po Sobětice",null,"zrušeno 123868/2025",null,null,null,null,null,"KUCBAWZ0DS0V"]
["2003-10-20","2003-11-20","2003-12-09",null,null,"7475/03","ČEVAK a.s.","Obec Žimutice","3115-797065-00245763-1/2","Rozvodný vodovodní řad Sobětice",null,"zrušeno 123868/2025",null,null,null,null,null,"KUCBAWZ0DS0V"]
["2003-10-20","2003-11-20","2003-12-09",null,null,"7475/03","ČEVAK a.s.","Obec Žimutice","3115-725978-00245763-1/1"," Přívodní vodovodný řad od Pořežánek po Tuchonice",null,"zrušeno 123868/2025",null,null,null,null,null,"KUCBAWZ0DS0V"]
["2003-10-20","2003-11-20","2003-12-09",null,null,"7475/03","ČEVAK a.s.","Obec Žimutice","3115-725978-00245763-1/2","Rozvodný vodovodní řad Tuchonice",null,"zrušeno 123868/2025",null,null,null,null,null,"KUCBAWZ0DS0V"]
["2025-11-04","2025-12-17","2026-01-03",null,null,"123868/2025","ČEVAK a.s.","Obec Žimutice","3115-628107-00245763-1/1","Žimutice - Smilovice - vodovodní síť"]
["2025-11-04","2025-12-17","2026-01-03",null,null,"123868/2025","ČEVAK a.s.","Obec Žimutice","3115-725960-00245763-1/1","Žimutice - Pořežany, Tuchonice - vodovodní síť"]
["2025-11-04","2025-12-17","2026-01-03",null,null,"123868/2025","ČEVAK a.s.","Obec Žimutice","3115-797065-00245763-1/1","Žimutice - Sobětice - vodovodní síť"]
["2025-11-04","2025-12-17","2026-01-03",null,null,"123868/2025","ČEVAK a.s.","Obec Žimutice","3115-797073-00245763-1/1","Žimutice, Krakovčice - vodovodní síť"]
["2003-10-20","2003-11-20","2003-12-09",null,null,"7476/03","ČEVAK a.s.","Obec Olešnice","3113-710334-00245283-2/1","Úpravna vody Olešnice",null,"změna 62401/2015",null,null,null,null,null,"KUCBAWZ0DS0V"]
["2003-10-20","2003-11-20","2003-12-09",null,null,"7476/03","VaK JČ a.s.","Obec Olešnice","3113-710334-00245283-1/1","Rozvodný vodovodní řad Olešnice",null,"zrušeno 62401/2015",null,null,null,null,null,"KUCBAWZ0DS0V"]
["2003-10-20","2003-11-20","2003-12-09",null,null,"7476/03","ČEVAK a.s.","Obec Olešnice","3113-710334-00245283-4/1","Čistírna odpadních vod Olešnice",null,"změna 62401/2015",null,null,null,null,null,"KUCBAWZ0DS0V"]
["2003-10-20","2003-11-20","2003-12-09",null,null,"7476/03","ČEVAK a.s.","Obec Olešnice","3113-710334-00245283-3/1","Stoková síť Olešnice",null,"změna 62401/2015",null,null,null,null,null,"KUCBAWZ0DS0V"]
["2003-10-20","2003-11-20","2003-12-09",null,null,"7477/03","VaK JČ a.s.","Obec Heřmaň","3102-638447-00581305-1/1","Přívodní řad od N.Vsi po Heřmaň",null,"zrušeno rozhodnutím 14411/2012",null,null,null,null,null,"KUCBAWZ0DS0V"]
["2003-10-20","2003-11-20","2003-12-09",null,null,"7477/03","ČEVAK a.s.","Obec Heřmaň","3102-702072-00581305-1/1","Rozvodný vodovodní řad Heřmaň",null,"změna rozhodnutím 4274/2017",null,null,null,null,null,"KUCBAWZ0DS0V"]
["2017-01-09","2017-01-26","2017-02-11",null,null,"4274/2017","ČEVAK a.s.","Obec Heřmaň","3102-702072-00581305-3/1","Heřmaň - stoková síť",null,null,null,null,null,null,null,"KUCBAWZ0DS0V"]
["2017-01-09","2017-01-26","2017-02-11",null,null,"4274/2017","ČEVAK a.s.","Obec Heřmaň","3102-702072-00581305-4/1","Heřmaň - ČOV",null,null,null,null,null,null,null,"KUCBAWZ0DS0V"]
["2003-10-20","2003-11-20","2003-12-09",null,null,"7478/03","ČEVAK a.s.","Obec Horní Dvořiště","3106-642908-00245887-2/1","ÚV s ČS a zdroji Horní Dvořiště",null,"zrušeno 107550/2024",null,null,null,null,null,"KUCBAWZ0DS0V"]
["2003-10-20","2003-11-20","2003-12-09",null,null,"7478/03","ČEVAK a.s.","Obec Horní Dvořiště","3106-642908-00245887-1/1","PŘ ze zdrojů na ÚV H. Dvořiště",null,"zrušeno 107550/2024",null,null,null,null,null,"KUCBAWZ0DS0V"]
["2003-10-20","2003-11-20","2003-12-09",null,null,"7478/03","ČEVAK a.s.","Obec Horní Dvořiště","3106-642908-00245887-1/2","PŘ od ÚV H. Dvořiště do VDJ 150 m3",null,"zrušeno 107550/2024",null,null,null,null,null,"KUCBAWZ0DS0V"]
["2003-10-20","2003-11-20","2003-12-09",null,null,"7478/03","ČEVAK a.s.","Obec Horní Dvořiště","3106-642894-00245887-1/1","PŘ z VDJ H. Dvořiště k vodoměrné šachtě Č. Heršlak",null,"zrušeno 107550/2024",null,null,null,null,null,"KUCBAWZ0DS0V"]
["2003-10-20","2003-11-20","2003-12-09",null,null,"7478/03","ČEVAK a.s.","Obec Horní Dvořiště","3106-642908-00245887-1/3","RVS – Horní Dvořiště",null,"zrušeno 107550/2024",null,null,null,null,null,"KUCBAWZ0DS0V"]
["2003-10-20","2003-11-20","2003-12-09",null,null,"7478/03","ČEVAK a.s.","Obec Horní Dvořiště","3106-642908-00245887-3/1","stoková síť – Horní Dvořiště",null,"zrušeno 107550/2024",null,null,null,null,null,"KUCBAWZ0DS0V"]
["2003-10-20","2003-11-20","2003-12-09",null,null,"7478/03","ČEVAK a.s.","Obec Horní Dvořiště","3106-642908-00245887-4/1","ČOV – Horní Dvořiště",null,"zrušeno 107550/2024",null,null,null,null,null,"KUCBAWZ0DS0V"]
["2003-10-20","2003-11-20","2003-12-09",null,null,"7478/03","ČEVAK a.s.","Obec Horní Dvořiště","3106-642894-00245887-1/2","RVS – Český Heršlak",null,"zrušeno 107550/2024",null,null,null,null,null,"KUCBAWZ0DS0V"]
["2003-10-20","2003-11-20","2003-12-09",null,null,"7478/03","ČEVAK a.s.","Obec Horní Dvořiště","3106-642894-00245887-3/1","stoková síť – Český Heršlak",null,"zrušeno 107550/2024",null,null,null,null,null,"KUCBAWZ0DS0V"]
["2003-10-20","2003-11-20","2003-12-09",null,null,"7478/03","ČEVAK a.s.","Obec Horní Dvořiště","3106-642894-00245887-4/1","ČOV – Český Heršlak",null,"zrušeno 107550/2024",null,null,null,null,null,"KUCBAWZ0DS0V"]
["2024-09-05","2024-10-17","2024-11-06",null,null,"107550/2024","ČEVAK a.s.","Obec Horní Dvořiště","3106-642894-00245887-1/1","Horní Dvořiště - Český Heršlák - vodovodní síť"]
["2024-09-05","2024-10-17","2024-11-06",null,null,"107550/2024","ČEVAK a.s.","Obec Horní Dvořiště","3106-642908-00245887-1/1","Horní Dvořiště - přív.řad: zdroje - ÚV Horní Dvořiště"]
["2024-09-05","2024-10-17","2024-11-06",null,null,"107550/2024","ČEVAK a.s.","Obec Horní Dvořiště","3106-642908-00245887-1/2","Horní Dvořiště - přív.řad: ÚV - VDJ Horní Dvořiště"]
["2024-09-05","2024-10-17","2024-11-06",null,null,"107550/2024","ČEVAK a.s.","Obec Horní Dvořiště","3106-642908-00245887-1/3","Horní Dvořiště - vodovodní síť"]
["2024-09-05","2024-10-17","2024-11-06",null,null,"107550/2024","ČEVAK a.s.","Obec Horní Dvořiště","3106-642908-00245887-2/1","Horní Dvořiště - ÚV"]
["2024-09-05","2024-10-17","2024-11-06",null,null,"107550/2024","ČEVAK a.s.","Obec Horní Dvořiště","3106-642894-00245887-3/1","Horní Dvořiště - Český Heršlák - stoková síť"]
["2024-09-05","2024-10-17","2024-11-06",null,null,"107550/2024","ČEVAK a.s.","Obec Horní Dvořiště","3106-642894-00245887-4/1","Horní Dvořiště - Český Heršlák - ČOV"]
["2024-09-05","2024-10-17","2024-11-06",null,null,"107550/2024","ČEVAK a.s.","Obec Horní Dvořiště","3106-642908-00245887-3/1","Horní Dvořiště - stoková síť"]
["2024-09-05","2024-10-17","2024-11-06",null,null,"107550/2024","ČEVAK a.s.","Obec Horní Dvořiště","3106-642908-00245887-4/1","Horní Dvořiště – ČOV"]
["2003-10-20","2003-11-20","2003-12-09",null,null,"7479/03","VaK JČ a.s.","ISŠE Hluboká nad Vlt.","3102-639605-00244899-4/3","Čistírna odpadních vod-Hluboká n. Vlt., Zvolenovská ul.",null,"zrušeno rozhodnutím 23366/2011",null,null,null,null,null,"KUCBAWZ0DS0V"]
["2011-06-13","2011-06-29","2011-07-23",null,null,"23366/2011","ČEVAK a.s.","SOŠE Hluboká nad Vltavou","3102-639605-00513156-4/1","Hluboká nad Vlt. - ČOV Zvolenovská",null,null,null,null,null,null,null,"KUCBAWZ0DS0V"]
["2011-06-13","2011-06-29","2011-07-23",null,null,"23366/2011","ČEVAK a.s.","SOŠE Hluboká nad Vltavou","3102-639605-00513156-3/1","Hluboká nad Vlt. - stoková síť SOŠE na ČOV Zvolenovská",null,null,null,null,null,null,null,"KUCBAWZ0DS0V"]
["2003-10-20","2003-11-20","2003-12-09",null,null,"7480/03","VaK JČ a.s.","Město Nové Hrady","3113-706256-00245267-2/2","Úpravna vody Nové Hrady",null,"zrušeno 117100/2022",null,null,null,null,null,"KUCBAWZ0DS0V"]
["2003-10-20","2003-11-20","2003-12-09",null,null,"7480/03","VaK JČ a.s.","Město Nové Hrady","3113-706256-00245267-2/1","Prameniště Jedlice",null,"zrušeno 117100/2022",null,null,null,null,null,"KUCBAWZ0DS0V"]
["2003-10-20","2003-11-20","2003-12-09",null,null,"7480/03","VaK JČ a.s.","Město Nové Hrady","3113-706230-00245267-1/1","Prameniště Jedlice-VDJ Nové Hrady – vod. řad",null,"zrušeno 117100/2022",null,null,null,null,null,"KUCBAWZ0DS0V"]
["2003-10-20","2003-11-20","2003-12-09",null,null,"7480/03","VaK JČ a.s.","Město Nové Hrady","3113-706281-00245267-1/1","Jímací obj.Veveří-ČS Veveří-ÚV Nové Hrady – vod. řad",null,"zrušeno 117100/2022",null,null,null,null,null,"KUCBAWZ0DS0V"]
["2003-10-20","2003-11-20","2003-12-09",null,null,"7480/03","VaK JČ a.s.","Město Nové Hrady","3113-706256-00245267-1/1","Rozvodný vodovodní řad Nové Hrady",null,"zrušeno 117100/2022",null,null,null,null,null,"KUCBAWZ0DS0V"]
["2003-10-20","2003-11-20","2003-12-09",null,null,"7480/03","VaK JČ a.s.","Město Nové Hrady","3113-706191-00245267-2/3","Jímání Byňov",null,"zrušeno 117100/2022",null,null,null,null,null,"KUCBAWZ0DS0V"]
["2003-10-20","2003-11-20","2003-12-09",null,null,"7480/03","VaK JČ a.s.","Město Nové Hrady","3113-706191-00245267-1/1","Rozvodný vodovodní řad Byňov-Jagule",null,"zrušeno 117100/2022",null,null,null,null,null,"KUCBAWZ0DS0V"]
["2003-10-20","2003-11-20","2003-12-09",null,null,"7480/03","VaK JČ a.s.","Město Nové Hrady","3113-706272-00245267-1/1","Rozvodný vodovodní řad Údolí",null,"zrušeno 117100/2022",null,null,null,null,null,"KUCBAWZ0DS0V"]
["2003-10-20","2003-11-20","2003-12-09",null,null,"7480/03","VaK JČ a.s.","Město Nové Hrady","3113-706256-00245267-4/1","Čistírna odpadních vod Nové Hrady",null,"zrušeno 117100/2022",null,null,null,null,null,"KUCBAWZ0DS0V"]
["2003-10-20","2003-11-20","2003-12-09",null,null,"7480/03","VaK JČ a.s.","Město Nové Hrady","3113-706256-00245267-3/1","Stoková síť Nové Hrady",null,"zrušeno 117100/2022",null,null,null,null,null,"KUCBAWZ0DS0V"]
["2003-10-20","2003-11-20","2003-12-09",null,null,"7481/03","ČEVAK a.s.","Obec Borovnice","3102-702056-00581186-1/1","Rozvodný vodovodní řad Borovnice",null,"změna 134997/2022",null,null,null,null,null,"KUCBAWZ0DS0V"]
["2022-11-08","2022-11-25","2022-12-14",null,null,"134997/2022","ČEVAK a.s.","Obec Borovnice","3102-702056-00581186-3/2","Borovnice - stoková síť"]
["2003-10-20","2003-11-20","2003-12-09",null,null,"7482/03","ČEVAK a.s.","Obec Branišov","3102-633615-00584666-1/1","Přívodní řad z VS po Branišov",null,"zrušeno 8701/2011",null,null,null,null,null,"KUCBAWZ0DS0V"]
["2003-10-20","2003-11-20","2003-12-09",null,null,"7482/03","ČEVAK a.s.","Obec Branišov","3102-633615-00584666-1/2","Rozvodný vodovodní řad Branišov",null,"zrušeno 8701/2011",null,null,null,null,null,"KUCBAWZ0DS0V"]
["2011-03-09","2011-03-28","2011-04-15",null,null,"8701/2011","ČEVAK a.s.","Obec Branišov","3102-633615-00581666-1/2","RVS Branišov",null,"zrušeno 47725/2025",null,null,null,null,null,"KUCBAWZ0DS0V"]
["2011-03-09","2011-03-28","2011-04-15",null,null,"8701/2011","ČEVAK a.s.","Obec Branišov","3102-633615-00581666-1/1","PŘ VŠ po Branišov",null,"zrušeno 47725/2025",null,null,null,null,null,"KUCBAWZ0DS0V"]
["2025-04-11","2025-05-12","2025-05-28",null,null,"47725/2025","ČEVAK a.s.","Obec Branišov","3102-633615-00581666-1/1","Branišov - vodovodní síť"]
["2003-10-20","2003-11-20","2003-12-09",null,null,"7483/03","ČEVAK a.s.","město Zliv","3102-793272-00245721-1/1","Přívodní řad z vrtů přes úpravnu vody do VDJ-po Zliv",null,"změna 44018/2020","České Budějovice","Zliv","vodovod","Ing. Martin Kalač",null,"KUCBAWZ0DS0V"]
["2003-10-20","2003-11-20","2003-12-09",null,null,"7483/03","ČEVAK a.s.","město Zliv","3102-793272-00245721-1/2","Rozvodný vodovodní řad Zliv",null,"změna 44018/2020","České Budějovice","Zliv","vodovod","Ing. Martin Kalač",null,"KUCBAWZ0DS0V"]
["2003-10-20","2003-11-20","2003-12-09",null,null,"7483/03","ČEVAK a.s.","město Zliv","3102-793272-00245721-2/1","Úpravna vody Zliv",null,"změna 44018/2020","České Budějovice","Zliv","vodovod","Ing. Martin Kalač",null,"KUCBAWZ0DS0V"]
["2003-10-20","2003-11-20","2003-12-09",null,null,"7483/03","ČEVAK a.s.","město Zliv","3102-793272-00245721-3/1","Kanalizační síť Zliv",null,"změna 44018/2020","České Budějovice","Zliv","kanalizace","Ing. Martin Kalač",null,"KUCBAWZ0DS0V"]
["2003-10-20","2003-11-20","2003-12-09",null,null,"7483/03","ČEVAK a.s.","město Zliv","3102-793272-00245721-4/1","Čistírna odpadních vod Zliv",null,"změna 44018/2020","České Budějovice","Zliv","kanalizace","Ing. Martin Kalač",null,"KUCBAWZ0DS0V"]
["2020-02-17","2020-05-13","2020-05-30",null,null,"44018/2020","ČEVAK a.s.","město Zliv","3102-793272-00245721-3/2","Stoková síť Zliv - VKV1",null,null,"České Budějovice","Zliv","kanalizace","Ing. Martin Kalač"]
["2003-10-20","2003-11-20","2003-12-09",null,null,"7484/03","VaK JČ a.s.","Obec Dobšice","3115-628077-00581241-1/1","Rozvodný vodovodní řad Dobšice",null,"zrušeno 21801/2009",null,null,null,null,null,"KUCBAWZ0DS0V"]
["2003-10-20","2003-11-20","2003-12-09",null,null,"7471/03","ČEVAK a.s.","Obec Mahouš","3109-689769-00583081-1/1","PŘ od odbočné šachty k počátku RVS Mahouš",null,"zrušeno 47702/2025",null,null,null,null,null,"KUCBAWZ0DS0V"]
["2003-10-20","2003-11-20","2003-12-09",null,null,"7471/03","ČEVAK a.s.","Obec Mahouš","3109-689769-00583081-1/2","RVS - Mahouš",null,"zrušeno 47702/2025",null,null,null,null,null,"KUCBAWZ0DS0V"]
["2025-04-11","2025-05-05","2025-05-21",null,null,"47702/2025","ČEVAK a.s.","Obec Mahouš","3109-689769-00583081-1/1","Mahouš - vodovodní síť"]
["2003-10-20","2003-11-20","2003-12-09",null,null,"7472/03","VaK JČ a.s.","Obec Jílovice","3113-660141-00345038-2/3","Vrt Jílovice",null,"zrušeno 126748/2016",null,null,null,null,null,"KUCBAWZ0DS0V"]
["2003-10-20","2003-11-20","2003-12-09",null,null,"7472/03","VaK JČ a.s.","Obec Jílovice","3113-660141-00345038-1/1","Rozvodný vodovodní řad Jílovice",null,"zrušeno 126748/2016",null,null,null,null,null,"KUCBAWZ0DS0V"]
["2003-10-20","2003-11-20","2003-12-09",null,null,"7472/03","VaK JČ a.s.","Obec Jílovice","3113-660141-00345038-4/1","Čistírna odpadních vod Jílovice",null,"zrušeno 126748/2016",null,null,null,null,null,"KUCBAWZ0DS0V"]
["2003-10-20","2003-11-20","2003-12-09",null,null,"7472/03","VaK JČ a.s.","Obec Jílovice","3113-660141-00345038-3/1","Stoková síť Jílovice",null,"zrušeno 126748/2016",null,null,null,null,null,"KUCBAWZ0DS0V"]
["2003-10-20","2003-11-20","2003-12-09",null,null,"7472/03","VaK JČ a.s.","Obec Jílovice","3113-761940-00345038-1/3","Rozvodný vodovodní řad Jiterní Ves",null,"zrušeno 126748/2016",null,null,null,null,null,"KUCBAWZ0DS0V"]
["2003-10-20","2003-11-20","2003-12-09",null,null,"7472/03","VaK JČ a.s.","Obec Jílovice","3113-660141-00345038-2/1","Úpravna vody Kojákovice",null,"zrušeno 126748/2016",null,null,null,null,null,"KUCBAWZ0DS0V"]
["2003-10-20","2003-11-20","2003-12-09",null,null,"7472/03","VaK JČ a.s.","Obec Jílovice","3113-667773-00345038-1/1","Rozvodný vodovodní řad Kojákovice",null,"zrušeno 126748/2016",null,null,null,null,null,"KUCBAWZ0DS0V"]
["2003-10-20","2003-11-20","2003-12-09",null,null,"7472/03","VaK JČ a.s.","Obec Jílovice","3113-761940-00345038-1/2","Rozvodný vodovodní řad Nepomuk",null,"zrušeno 126748/2016",null,null,null,null,null,"KUCBAWZ0DS0V"]
["2003-10-20","2003-11-20","2003-12-09",null,null,"7472/03","VaK JČ a.s.","Obec Jílovice","3113-660141-00345038-2/2","Úpravna vody Šalmanovice",null,"zrušeno 126748/2016",null,null,null,null,null,"KUCBAWZ0DS0V"]
["2003-10-20","2003-11-20","2003-12-09",null,null,"7472/03","VaK JČ a.s.","Obec Jílovice","3113-761940-00345038-1/1","Rozvodný vodovodní řad Šalmanovice",null,"zrušeno 126748/2016",null,null,null,null,null,"KUCBAWZ0DS0V"]
["2016-09-26","2016-10-18","2016-11-03",null,null,"126748/2016","ČEVAK a.s.","Obec Jílovice","3113-660141-00245038-1/1","Jílovice - vodovodní síť",null,"zrušeno 137497/2017",null,null,null,null,null,"KUCBAWZ0DS0V"]
["2016-09-26","2016-10-18","2016-11-03",null,null,"126748/2016","ČEVAK a.s.","Obec Jílovice","3113-660141-00245038-2/1","Jílovice - vrt HV 1",null,"zrušeno 137497/2017",null,null,null,null,null,"KUCBAWZ0DS0V"]
["2016-09-26","2016-10-18","2016-11-03",null,null,"126748/2016","ČEVAK a.s.","Obec Jílovice","3113-660141-00245038-3/1","Jílovice - stoková síť",null,"zrušeno 137497/2017",null,null,null,null,null,"KUCBAWZ0DS0V"]
["2016-09-26","2016-10-18","2016-11-03",null,null,"126748/2016","ČEVAK a.s.","Obec Jílovice","3113-660141-00245038-4/1","Jílovice - ČOV",null,"zrušeno 137497/2017",null,null,null,null,null,"KUCBAWZ0DS0V"]
["2016-09-26","2016-10-18","2016-11-03",null,null,"126748/2016","ČEVAK a.s.","Obec Jílovice","3113-667773-00245038-1/1","Jílovice - Kojákovice  - vodovodní síť",null,"zrušeno 137497/2017",null,null,null,null,null,"KUCBAWZ0DS0V"]
["2016-09-26","2016-10-18","2016-11-03",null,null,"126748/2016","ČEVAK a.s.","Obec Jílovice","3113-667773-00245038-2/1","Jílovice - Kojákovice ÚV",null,"zrušeno 137497/2017",null,null,null,null,null,"KUCBAWZ0DS0V"]
["2016-09-26","2016-10-18","2016-11-03",null,null,"126748/2016","ČEVAK a.s.","Obec Jílovice","3113-761940-00245038-1/1","Jílovice - Šalmanovice, Nepomuk, Jiterní Ves - vodovodní síť",null,"zrušeno 137497/2017",null,null,null,null,null,"KUCBAWZ0DS0V"]
["2016-09-26","2016-10-18","2016-11-03",null,null,"126748/2016","ČEVAK a.s.","Obec Jílovice","3113-761940-00245038-2/1","Jílovice - Šalmanovice ÚV",null,"zrušeno 137497/2017",null,null,null,null,null,"KUCBAWZ0DS0V"]
["2003-10-20","2003-11-20","2003-12-09",null,null,"7473/03","VaK JČ a.s.","Obec Hrdějovice","3102-648001-00244961-1/1","Přívodní řad z VDJ Těšín na řad ČOV Hrdějovice",null,"zrušeno rozhodnutím 42278/2014",null,null,null,null,null,"KUCBAWZ0DS0V"]
["2003-10-20","2003-11-20","2003-12-09",null,null,"7473/03","VaK JČ a.s.","Obec Hrdějovice","3102-648001-00244961-1/2","Rozvodný vodovodní řad Hrdějovice",null,"zrušeno rozhodnutím 42278/2014",null,null,null,null,null,"KUCBAWZ0DS0V"]
["2003-10-20","2003-11-20","2003-12-09",null,null,"7473/03","VaK JČ a.s.","Obec Hrdějovice","3102-648001-00244961-3/1","Stoková síť Hrdějovice",null,"zrušeno rozhodnutím 42278/2014",null,null,null,null,null,"KUCBAWZ0DS0V"]
["2003-10-20","2003-11-20","2003-12-09",null,null,"7473/03","VaK JČ a.s.","Obec Hrdějovice","3102-648001-00244961-1/3","Přívodní řad od VŠ (Li 200) po Opatovice",null,"zrušeno rozhodnutím 42278/2014",null,null,null,null,null,"KUCBAWZ0DS0V"]
["2003-10-20","2003-11-20","2003-12-09",null,null,"7473/03","VaK JČ a.s.","Obec Hrdějovice","3102-648001-00244961-1/4","Rozvodný vodovodní řad Opatovice",null,"zrušeno rozhodnutím 42278/2014",null,null,null,null,null,"KUCBAWZ0DS0V"]
["2003-10-20","2003-11-20","2003-12-09",null,null,"7474/03","ČEVAK a.s.","Obce Hranice","3113-647888-00581364-2/1","Úpravna vody Hranice",null,"změna rozhodnutím 21801/2009",null,null,null,null,null,"KUCBAWZ0DS3G"]
["2003-10-20","2003-11-20","2003-12-09",null,null,"7474/03","ČEVAK a.s.","Obce Hranice","3113-647888-00581364-1/1","Přiváděcí řad z vrtu do obce Hranice",null,"změna rozhodnutím 21801/2009",null,null,null,null,null,"KUCBAWZ0DS3G"]
["2003-10-20","2003-11-20","2003-12-09",null,null,"7474/03","ČEVAK a.s.","Obce Hranice","3113-647888-00581364-1/2","Rozvodný vodovodní řad Hranice-Trpnouze",null,"změna rozhodnutím 21801/2009",null,null,null,null,null,"KUCBAWZ0DS3G"]
["2003-10-20","2003-11-20","2003-12-09",null,null,"7467/03","ČEVAK a.s.","Obec Větřní","3103-781231-00246182-2/1","ÚV Větřní",null,"zrušeno 91028/2023",null,null,null,null,null,"KUCBAWZ0DS3G"]
["2003-10-20","2003-11-20","2003-12-09",null,null,"7467/03","ČEVAK a.s.","Obec Větřní","3103-781193-00246182-2/1","prameniště Lužná – 1x studna, 1x sběrná jímka se zářezy",null,"zrušeno 91028/2023",null,null,null,null,null,"KUCBAWZ0DS3G"]
["2003-10-20","2003-11-20","2003-12-09",null,null,"7467/03","ČEVAK a.s.","Obec Větřní","3103-781231-00246182-2/2","prameniště (studna) H. Němče s VDJ  28 m3 – pro Větřní",null,"zrušeno 91028/2023",null,null,null,null,null,"KUCBAWZ0DS3G"]
["2003-10-20","2003-11-20","2003-12-09",null,null,"7467/03","ČEVAK a.s.","Obec Větřní","3103-781231-00246182-2/3","prameniště Větřní (1x studna) pro Větřní",null,"zrušeno 91028/2023",null,null,null,null,null,"KUCBAWZ0DS3G"]
["2003-10-20","2003-11-20","2003-12-09",null,null,"7467/03","ČEVAK a.s.","Obec Větřní","3103-781231-00246182-1/1","PŘ od ČS VDJ Plešivec II v Č. Krumlově – VDJ Větřní",null,"zrušeno 91028/2023",null,null,null,null,null,"KUCBAWZ0DS3G"]
["2003-10-20","2003-11-20","2003-12-09",null,null,"7467/03","ČEVAK a.s.","Obec Větřní","3103-781231-00246182-1/2","PŘ od VDJ 2x275 m3 do VDJ 2x250 m3 – Větřní",null,"zrušeno 91028/2023",null,null,null,null,null,"KUCBAWZ0DS3G"]
["2003-10-20","2003-11-20","2003-12-09",null,null,"7467/03","ČEVAK a.s.","Obec Větřní","3103-781231-00246182-1/3","PŘ z pram. Lužná do VDJ 150 m3 s ČS ",null,"zrušeno 91028/2023",null,null,null,null,null,"KUCBAWZ0DS3G"]
["2003-10-20","2003-11-20","2003-12-09",null,null,"7467/03","ČEVAK a.s.","Obec Větřní","3103-781231-00246182-1/4","PŘ z vrtů HV1, HV2, HV3 k ÚV - Větřní",null,"zrušeno 91028/2023",null,null,null,null,null,"KUCBAWZ0DS3G"]
["2003-10-20","2003-11-20","2003-12-09",null,null,"7467/03","ČEVAK a.s.","Obec Větřní","3103-781231-00246182-1/5","RVS – Větřní (včetně místní části Němče)",null,"zrušeno 91028/2023",null,null,null,null,null,"KUCBAWZ0DS3G"]
["2003-10-20","2003-11-20","2003-12-09",null,null,"7467/03","ČEVAK a.s.","Obec Větřní","3103-781231-00246182-3/1","stoková síť Větřní (včetně místní části Němče)",null,"zrušeno 91028/2023",null,null,null,null,null,"KUCBAWZ0DS3G"]
["2023-07-19","2023-09-18","2023-10-05",null,null,"91028/2023\n112294/2023","ČEVAK a.s.","Obec Větřní","3103-781231-00246182-1/1","Větřní - přív. řad: VDJ Plešivec II - VDJ Větřní",null,null,"Český Krumlov","Větřní","vodovod","Ing. Martin Kalač"]
["2023-07-19","2023-09-18","2023-10-05",null,null,"91028/2023\n112294/2023","ČEVAK a.s.","Obec Větřní","3103-781231-00246182-1/2","Větřní, Němče - vodovodní síť",null,null,"Český Krumlov","Větřní","vodovod","Ing. Martin Kalač"]
["2023-07-19","2023-09-18","2023-10-05",null,null,"91028/2023\n112294/2023","ČEVAK a.s.","Obec Větřní","3103-781231-00246182-1/3","Větřní - přív. řad: prameniště Lužná - VDJ",null,null,"Český Krumlov","Větřní","vodovod","Ing. Martin Kalač"]
["2023-07-19","2023-09-18","2023-10-05",null,null,"91028/2023\n112294/2023","ČEVAK a.s.","Obec Větřní","3103-781231-00246182-","Větřní - přív. řad: vrty - ÚV Větřní",null,null,"Český Krumlov","Větřní","vodovod","Ing. Martin Kalač"]
["2023-07-19","2023-09-18","2023-10-05",null,null,"91028/2023\n112294/2023","ČEVAK a.s.","Obec Větřní","3103-781231-00246182-","Větřní - prameniště Lužná",null,null,"Český Krumlov","Větřní","vodovod","Ing. Martin Kalač"]
["2023-07-19","2023-09-18","2023-10-05",null,null,"91028/2023\n112294/2023","ČEVAK a.s.","Obec Větřní","3103-781231-00246182-","Větřní - ÚV",null,null,"Český Krumlov","Větřní","vodovod","Ing. Martin Kalač"]
["2023-07-19","2023-09-18","2023-10-05",null,null,"91028/2023\n112294/2023","ČEVAK a.s.","Obec Větřní","3103-781231-00246182-","Větřní - prameniště Horní Němče",null,null,"Český Krumlov","Větřní","vodovod","Ing. Martin Kalač"]
["2023-07-19","2023-09-18","2023-10-05",null,null,"91028/2023\n112294/2023","ČEVAK a.s.","Obec Větřní","3103-781231-00246182-","Větřní - prameniště Hudičák",null,null,"Český Krumlov","Větřní","vodovod","Ing. Martin Kalač"]
["2023-07-19","2023-09-18","2023-10-05",null,null,"91028/2023\n112294/2023","ČEVAK a.s.","Obec Větřní","3103-781231-00246182-","Větřní, Němče - stoková síť",null,null,"Český Krumlov","Větřní","kanalizace","Ing. Martin Kalač"]
["2003-10-20","2003-11-20","2003-12-09",null,null,"7466/03","VaK JČ a.s.","Město Volary","3109-784737-00250830-2/1","jímací vrty 5x pod Dolní Sněžnou",null,"zrušeno 145591/2020",null,null,null,null,null,"KUCBAWZ0DS3G"]
["2003-10-20","2003-11-20","2003-12-09",null,null,"7466/03","VaK JČ a.s.","Město Volary","3109-784737-00250830-2/2","3x studna, 7x jím. zářez – prameniště Horní Sněžná",null,"zrušeno 145591/2020",null,null,null,null,null,"KUCBAWZ0DS3G"]
["2003-10-20","2003-11-20","2003-12-09",null,null,"7466/03","VaK JČ a.s.","Město Volary","3109-784737-00250830-2/3","4x sběr. jímka, 4x jím. zářezy,  prameniště Kamenná HORA",null,"zrušeno 145591/2020",null,null,null,null,null,"KUCBAWZ0DS3G"]
["2003-10-20","2003-11-20","2003-12-09",null,null,"7466/03","VaK JČ a.s.","Město Volary","3109-784737-00250830-1/1","PŘ od 5 vrtů pod D. Sněžnou do VDJ 650 m3 nový",null,"zrušeno 145591/2020",null,null,null,null,null,"KUCBAWZ0DS3G"]
["2003-10-20","2003-11-20","2003-12-09",null,null,"7466/03","VaK JČ a.s.","Město Volary","3109-784737-00250830-1/2","PŘ za VDJ 650 m3 před RVS Volary",null,"zrušeno 145591/2020",null,null,null,null,null,"KUCBAWZ0DS3G"]
["2003-10-20","2003-11-20","2003-12-09",null,null,"7466/03","VaK JČ a.s.","Město Volary","3109-784737-00250830-1/3","PŘ od zdrojů Kamenná HORA do VDJ 200 m3 Kamenná H.",null,"zrušeno 145591/2020",null,null,null,null,null,"KUCBAWZ0DS3G"]
["2003-10-20","2003-11-20","2003-12-09",null,null,"7466/03","VaK JČ a.s.","Město Volary","3109-784737-00250830-1/4","PŘ za VDJ Kamenná H. k řadovému šoupěti před RVS – Volary",null,"zrušeno 145591/2020",null,null,null,null,null,"KUCBAWZ0DS3G"]
["2003-10-20","2003-11-20","2003-12-09",null,null,"7466/03","VaK JČ a.s.","Město Volary","3109-784737-00250830-1/5","PŘ od zdrojů Horní Sněžná do VDJ 100 m3 Horní Sněžná",null,"zrušeno 145591/2020",null,null,null,null,null,"KUCBAWZ0DS3G"]
["2003-10-20","2003-11-20","2003-12-09",null,null,"7466/03","VaK JČ a.s.","Město Volary","3109-784737-00250830-1/6","PŘ za VDJ 100 m3 k šoupěti před RVS – Volary",null,"zrušeno 145591/2020",null,null,null,null,null,"KUCBAWZ0DS3G"]
["2003-10-20","2003-11-20","2003-12-09",null,null,"7466/03","VaK JČ a.s.","Město Volary","3109-784737-00250830-1/7","PŘ za VDJ 100 m3 k VŠ před RVS – Volary",null,"zrušeno 145591/2020",null,null,null,null,null,"KUCBAWZ0DS3G"]
["2003-10-20","2003-11-20","2003-12-09",null,null,"7466/03","VaK JČ a.s.","Město Volary","3109-784737-00250830-1/8","RVS – Volary",null,"zrušeno 145591/2020",null,null,null,null,null,"KUCBAWZ0DS3G"]
["2003-10-20","2003-11-20","2003-12-09",null,null,"7466/03","VaK JČ a.s.","Město Volary","3109-784737-00250830-3/1","stokový PŘ od žel. tratě do ČOV Volary",null,"zrušeno 145591/2020",null,null,null,null,null,"KUCBAWZ0DS3G"]
["2003-10-20","2003-11-20","2003-12-09",null,null,"7466/03","VaK JČ a.s.","Město Volary","3109-784737-00250830-3/2","stoková síť Volary",null,"zrušeno 145591/2020",null,null,null,null,null,"KUCBAWZ0DS3G"]
["2003-10-20","2003-11-20","2003-12-09",null,null,"7466/03","ČEVAK a.s.","Město Volary","3109-784737-00250830-4/1","ČOV – Volary",null,"změna 145591/2020",null,null,null,null,null,"KUCBAWZ0DS3G"]
["2020-12-02","2021-01-06","2021-01-27",null,null,"145591/2020","ČEVAK a.s.","Město Volary","3109-784737-00250830-1/1","Volary - přív.řad: vrty - VDJ hlavní"]
["2020-12-02","2021-01-06","2021-01-27",null,null,"145591/2020","ČEVAK a.s.","Město Volary","3109-784737-00250830-1/2","Volary - vodovodní síť"]
["2020-12-02","2021-01-06","2021-01-27",null,null,"145591/2020","ČEVAK a.s.","Město Volary","3109-784737-00250830-1/3","Volary - přív.řad: prameniště Kamenná Hora - VDJ Kamenná Hora"]
["2020-12-02","2021-01-06","2021-01-27",null,null,"145591/2020","ČEVAK a.s.","Město Volary","3109-784737-00250830-1/4","Volary - přív.řad: prameniště Horní Sněžná - VDJ Horní Sněžná"]
["2020-12-02","2021-01-06","2021-01-27",null,null,"145591/2020","ČEVAK a.s.","Město Volary","3109-784737-00250830-2/1","Volary - vrty u Mlýnského potoka"]
["2020-12-02","2021-01-06","2021-01-27",null,null,"145591/2020","ČEVAK a.s.","Město Volary","3109-784737-00250830-2/2","Volary - prameniště Horní Sněžná"]
["2020-12-02","2021-01-06","2021-01-27",null,null,"145591/2020","ČEVAK a.s.","Město Volary","3109-784737-00250830-2/3","Volary - prameniště Kamenná Hora"]
["2020-12-02","2021-01-06","2021-01-27",null,null,"145591/2020","ČEVAK a.s.","Město Volary","3109-784737-00250830-3/1","Volary - stoková síť"]
["2003-10-20","2003-11-20","2003-12-09",null,null,"7465/03","VaK JČ a.s.","Obec Borová Lada","3116-707899-00250341-2/1","prameniště pro Borovou Ladu",null,"zrušeno 25333/2007 Wo",null,null,null,null,null,"KUCBAWZ0DS3G"]
["2003-10-20","2003-11-20","2003-12-09",null,null,"7465/03","VaK JČ a.s.","Obec Borová Lada","3116-707899-00250341-1/1","PŘ od zdrojů k VDJ Borová Lada",null,"zrušeno 25333/2007 Wo",null,null,null,null,null,"KUCBAWZ0DS3G"]
["2003-10-20","2003-11-20","2003-12-09",null,null,"7465/03","VaK JČ a.s.","Obec Borová Lada","3116-707899-00250341-1/2","PŘ od VDJ k řadovému šoupěti RVS Borová Lada",null,"zrušeno 25333/2007 Wo",null,null,null,null,null,"KUCBAWZ0DS3G"]
["2003-10-20","2003-11-20","2003-12-09",null,null,"7465/03","VaK JČ a.s.","Obec Borová Lada","3116-707899-00250341-1/3","RVS – Borová Lada",null,"zrušeno 25333/2007 Wo",null,null,null,null,null,"KUCBAWZ0DS3G"]
["2003-10-20","2003-11-20","2003-12-09",null,null,"7465/03","VaK JČ a.s.","Obec Borová Lada","3116-707899-00250341-3/1","stoková síť Borová Lada",null,"zrušeno 25333/2007 Wo",null,null,null,null,null,"KUCBAWZ0DS3G"]
["2003-10-20","2003-11-20","2003-12-09",null,null,"7465/03","VaK JČ a.s.","Obec Borová Lada","3116-707899-00250341-4/1","ČOV Borová Lada",null,"zrušeno 25333/2007 Wo",null,null,null,null,null,"KUCBAWZ0DS3G"]
["2003-11-11","2003-12-01","2003-12-19",null,null,"7992/03","Obec Slabčice","Obec Slabčice",null,"Kanalizace  Slabčice",null,null,"Písek","Slabčice","kanalizace","Josef Král",null,"KUCBAWZ0DS3G"]
["2003-11-11","2003-12-01","2003-12-19",null,null,"7992/03","Obec Slabčice","Obec Slabčice",null,"Kanalizace  Nemějice",null,null,"Písek","Slabčice","kanalizace","Josef Král",null,"KUCBAWZ0DS3G"]
["2003-11-11","2003-12-01","2003-12-19",null,null,"7992/03","Obec Slabčice","Obec Slabčice",null,"Kanalizace  Písecká moleč",null,null,"Písek","Slabčice","kanalizace","Josef Král",null,"KUCBAWZ0DS3G"]
["2003-11-21","2004-01-22","2004-02-13",null,null,"8228/03","Obec Mojné","Obec Mojné","3103-698148-00665665-3/1","Stoková síť Mojné",null,"změna 29321/2016","Český Krumlov","Mojné","kanalizace","Ing. Radek Mára",null,"KUCBAWZ0DS3G"]
["2003-11-21","2004-01-22","2004-02-13",null,null,"8228/03","Obec Mojné","Obec Mojné","3103-698148-00665665-4/1","ČOV Mojné",null,"změna 29321/2016","Český Krumlov","Mojné","kanalizace","Ing. Radek Mára",null,"KUCBAWZ0DS3G"]
["2003-11-21","2004-01-22","2004-02-13",null,null,"8228/03","Obec Mojné","Obec Mojné","3103-698148-00665665-1/1","Rozvodná vodovodní síť Mojné",null,"změna 29321/2016","Český Krumlov","Mojné","vodovod","Ing. Radek Mára","převzatá","KUCBAWZ0DS3G"]
["2016-02-24","2016-03-30","2016-04-23",null,null,"29321/2016","Obec Mojné","Obec Mojné","3103-698130-00665665-1/1","Vodovodní řad přiváděcí",null,null,"Český Krumlov","Mojné","vodovod","Ing. Radek Mára",null,"KUCBAWZ0DS3G"]
["2016-02-24","2016-03-30","2016-04-23",null,null,"29321/2016","Obec Mojné","Obec Mojné","3103-698130-00665665-1/2","Vodovodní řad - Rozvodná síť",null,null,"Český Krumlov","Mojné","vodovod","Ing. Radek Mára",null,"KUCBAWZ0DS3G"]
["2016-02-24","2016-03-30","2016-04-23",null,null,"29321/2016","Obec Mojné","Obec Mojné","3103-698130-00665665-2/1","Vrt",null,null,"Český Krumlov","Mojné","vodovod","Ing. Radek Mára",null,"KUCBAWZ0DS3G"]
["2016-02-24","2016-03-30","2016-04-23",null,null,"29321/2016","Obec Mojné","Obec Mojné","3103-698130-00665665-2/2","Vodojem 75 m3",null,null,"Český Krumlov","Mojné","vodovod","Ing. Radek Mára",null,"KUCBAWZ0DS3G"]
["2016-02-24","2016-03-30","2016-04-23",null,null,"29321/2016","Obec Mojné","Obec Mojné","3103-698130-00665665-3/1","Kanalizační řad",null,null,"Český Krumlov","Mojné","kanalizace","Ing. Radek Mára",null,"KUCBAWZ0DS3G"]
["2016-02-24","2016-03-30","2016-04-23",null,null,"29321/2016","Obec Mojné","Obec Mojné","3103-698130-00665665-4/1","ČOV",null,null,"Český Krumlov","Mojné","kanalizace","Ing. Radek Mára",null,"KUCBAWZ0DS3G"]
["2003-09-11","2003-12-08","2003-12-30",null,null,"6453/03","Obec Střížovice","Obec Střížovice",null,"Vodovod Střížovice","Jindřichův Hradec",null,"Jindřichův Hradec","Střížovice","vodovod","Karel Hájek","??????????????????","KUCBAWZ0DS3G"]
["2003-09-11","2003-12-08","2003-12-30",null,null,"6453/03","Obec Střížovice","Obec Střížovice",null,"Kanalizace Střížovice","Jindřichův Hradec",null,"Jindřichův Hradec","Střížovice","kanalizace","Karel Hájek",null,"KUCBAWZ0DS3G"]
["2003-09-11","2003-12-08","2003-12-30",null,null,"6453/03","Obec Střížovice","Obec Střížovice",null,"ČOV Střížovice","Jindřichův Hradec",null,"Jindřichův Hradec","Střížovice","kanalizace","Karel Hájek",null,"KUCBAWZ0DS3G"]
["2003-11-24","2004-01-05","2004-01-24","2003-12-08",null,"8287/03","Obec Bošice","Obec Bošice",null,"Vodovod Bošice",null,null,"Vimperk","Bošice","vodovod","Jiří Rohlík","podzemní","KUCBAWZ0DS3G"]
["2003-11-24","2004-01-05","2004-01-24","2003-12-08",null,"8287/03","Obec Bošice","Obec Bošice",null,"Kanalizace Bošice",null,null,"Vimperk","Bošice","kanalizace","Jiří Rohlík",null,"KUCBAWZ0DS3G"]
["2003-11-24","2004-01-05","2004-01-24","2003-12-08",null,"8287/03","Obec Bošice","Obec Bošice",null,"Vodovod Budilov",null,null,"Vimperk","Bošice","vodovod","Jiří Rohlík","podzemní","KUCBAWZ0DS3G"]
["2003-11-24","2004-01-05","2004-01-24","2003-12-08",null,"8287/03","Obec Bošice","Obec Bošice",null,"Kanalizace Budilov",null,null,"Vimperk","Bošice","kanalizace","Jiří Rohlík",null,"KUCBAWZ0DS3G"]
["2003-11-24","2004-01-05","2004-01-24","2003-12-08","2004-01-05","8287/03","Obec Bošice","Obec Bošice",null,"Vodovod Záhoří",null,null,null,null,null,null,null,"KUCBAWZ0DS3G"]
["2003-11-24","2004-01-05","2004-01-24","2003-12-08","2004-01-05","8287/03","Obec Bošice","Obec Bošice",null,"Kanalizace Záhoří",null,null,null,null,null,null,null,"KUCBAWZ0DS3G"]
["2003-11-24","2004-01-05","2004-01-24","2003-12-08","2004-01-05","8287/03","Obec Bošice","Obec Bošice",null,"Kanalizace Hradčany",null,null,null,null,null,null,null,"KUCBAWZ0DS3G"]
["2023-03-13","2023-04-04","2023-05-04",null,null,"33968/2023","Obec Bošice","Obec Bošice","3116-608513-00250350-1/1","PŘ Bošice",null,null,"Vimperk","Bošice","vodovod","Ing. Martin Sellner"]
["2023-03-13","2023-04-04","2023-05-04",null,null,"33968/2023","Obec Bošice","Obec Bošice","3116-608513-00250350-1/2","RVS Bošice",null,null,"Vimperk","Bošice","vodovod","Ing. Martin Sellner"]
["2023-03-13","2023-04-04","2023-05-04",null,null,"33968/2023","Obec Bošice","Obec Bošice","3116-608530-00250350-1/1","PŘ Budilov",null,null,"Vimperk","Bošice","vodovod","Ing. Martin Sellner"]
["2023-03-13","2023-04-04","2023-05-04",null,null,"33968/2023","Obec Bošice","Obec Bošice","3116-608530-00250350-1/2","RVS Budilov",null,null,"Vimperk","Bošice","vodovod","Ing. Martin Sellner"]
["2023-03-13","2023-04-04","2023-05-04",null,null,"33968/2023","Obec Bošice","Obec Bošice","3116-608513-00250350-2/1","Studny Bošice",null,null,"Vimperk","Bošice","vodovod","Ing. Martin Sellner"]
["2023-03-13","2023-04-04","2023-05-04",null,null,"33968/2023","Obec Bošice","Obec Bošice","3116-608513-00250350-2/2","Studny Budilov",null,null,"Vimperk","Bošice","vodovod","Ing. Martin Sellner"]
["2023-03-13","2023-04-04","2023-05-04",null,null,"33968/2023","Obec Bošice","Obec Bošice","3116-608513-00250350-3/1","SS Bošice",null,null,"Vimperk","Bošice","kanalizace","Ing. Martin Sellner"]
["2023-03-13","2023-04-04","2023-05-04",null,null,"33968/2023","Obec Bošice","Obec Bošice","3116-608513-00250350-3/2","SS Budilov",null,null,"Vimperk","Bošice","kanalizace","Ing. Martin Sellner"]
["2003-11-27","2004-02-03","2004-02-25",37963,null,"8401/03","Obec Třebohostice","Obec Třebohostice",null,"Vodovod Zadní Zborovice",null,null,"Strakonice","Třebohostice","vodovod","Karel Soukup","podzemní","KUCBAWZ0DS3G"]
["2003-11-27","2004-02-03","2004-02-25","2003-12-09",null,"8401/03","Obec Třebohostice","Obec Třebohostice",null,"Vodovod Třebohostice",null,null,"Strakonice","Třebohostice","vodovod","Karel Soukup",null,"KUCBAWZ0DS3G"]
["2003-11-27","2004-02-03","2004-02-25","2003-12-10",null,"8401/03","Obec Třebohostice","Obec Třebohostice",null,"Úpravna vody Zadní Zborovice",null,null,"Strakonice","Třebohostice","vodovod","Karel Soukup",null,"KUCBAWZ0DS3G"]
["2003-11-27","2004-02-03","2004-02-25","2003-12-11",null,"8401/03","Obec Třebohostice","Obec Třebohostice",null,"Kanalizace Zadní Zborovice",null,null,"Strakonice","Třebohostice","kanalizace","Karel Soukup",null,"KUCBAWZ0DS3G"]
["2003-11-27","2004-02-03","2004-02-25","2003-12-12",null,"8401/03","Obec Třebohostice","Obec Třebohostice",null,"Kanalizace Třebohostice",null,null,"Strakonice","Třebohostice","kanalizace","Karel Soukup",null,"KUCBAWZ0DS3G"]
["2002-11-20","2003-12-10","2003-12-30",null,null,"8210/03","VaK JČ a.s.","JVS","3102-600032-49021117-1/1","Rozvodná vodovodní síť Adamov",null,"zrušeno 17884/2005",null,null,null,null,null,"KUCBAWZ0DS4B"]
["2002-11-20","2003-12-10","2003-12-30",null,null,"8210/03","VaK JČ a.s.","JVS","3102-746681-49021117-1/3","Rozvodná vodovodní síť Hlavatce",null,"zrušeno 5263/2005",null,null,null,null,null,"KUCBAWZ0DS4B"]
["2002-11-20","2003-12-10","2003-12-30",null,null,"8210/03","VaK JČ a.s.","JVS","3102-645532-49021117-1/2","Rozvodná vodovodní síť Hosín",null,"zrušeno 11438/2005",null,null,null,null,null,"KUCBAWZ0DS4B"]
["2002-11-20","2003-12-10","2003-12-30",null,null,"8210/03","VaK JČ a.s.","JVS","3102-649651-49021117-1/1","Rozvodná vodovodní síť Hůry",null,"zrušeno 28853/2005",null,null,null,null,null,"KUCBAWZ0DS4B"]
["2002-11-20","2003-12-10","2003-12-30",null,null,"8210/03","VaK JČ a.s.","JVS","3102-683035-49021117-1/1","Rozvodná vodovodní síť Libníč",null,"zrušeno 28853/2005",null,null,null,null,null,"KUCBAWZ0DS4B"]
["2002-11-20","2003-12-10","2003-12-30",null,null,"8210/03","VaK JČ a.s.","JVS","3102-686204-49021117-1/2","Rozvodná vodovodní síť Mokré-Starší část",null,"zrušeno 6479/2005",null,null,null,null,null,"KUCBAWZ0DS4B"]
["2002-11-20","2003-12-10","2003-12-30",null,null,"8210/03","VaK JČ a.s.","JVS","3102-686204-49021117-1/3","Rozvodná vodovodní síť Šindlovy Dvory-starší část",null,"zrušeno 6479/2005",null,null,null,null,null,"KUCBAWZ0DS4B"]
["2002-11-20","2003-12-10","2003-12-30",null,null,"8210/03","VaK JČ a.s.","JVS","3102-686204-49021117-1/4","Rozvodná vodovodní síť Litvínovice-starší část",null,"zrušeno 6479/2005",null,null,null,null,null,"KUCBAWZ0DS4B"]
["2002-11-20","2003-12-10","2003-12-30",null,null,"8210/03","VaK JČ a.s.","JVS","3102-641618-49021117-1/1","Rozvodná vodovodní síť Planá",null,"zrušeno 2500/2012",null,null,null,null,null,"KUCBAWZ0DS4B"]
["2002-11-20","2003-12-10","2003-12-30",null,null,"8210/03","VaK JČ a.s.","JVS","3102-721549-49021117-1/3","Rozvodná vodovodní síť Plav",null,"zrušeno 5263/2005",null,null,null,null,null,"KUCBAWZ0DS4B"]
["2002-11-20","2003-12-10","2003-12-30",null,null,"8210/03","VaK JČ a.s.","JVS","3102-741612-49021117-1/1","Rozvodná vodovodní síť Roudné",null,"zrušeno 5121/2006",null,null,null,null,null,"KUCBAWZ0DS4B"]
["2002-11-20","2003-12-10","2003-12-30",null,null,"8210/03","VaK JČ a.s.","JVS","3102-741621-49021117-1/2","Rozvodná vodovodní síť Vidov",null,"zrušeno 5263/2005",null,null,null,null,null,"KUCBAWZ0DS4B"]
["2002-11-20","2003-12-10","2003-12-30",null,null,"8210/03","VaK JČ a.s.","JVS","3102-741621-49021117-4/1","Čistírna odpadních vod Vidov",null,"zrušeno 5263/2005",null,null,null,null,null,"KUCBAWZ0DS4B"]
["2002-11-20","2003-12-10","2003-12-30",null,null,"8210/03","VaK JČ a.s.","JVS","3102-785687-49021117-1/1","Rozvodná vodovodní síť Vráto",null,"zrušeno 2500/2012",null,null,null,null,null,"KUCBAWZ0DS4B"]
["2002-11-20","2003-12-10","2003-12-30",null,null,"8210/03","VaK JČ a.s.","JVS","3115-600229-49021117-1/1","Přiváděcí řad – vdm Š Všeteč-VDJ Újezd",null,"zrušeno 89161/2020",null,null,null,null,null,"KUCBAWZ0DS4B"]
["2002-11-20","2003-12-10","2003-12-30",null,null,"8210/03","VaK JČ a.s.","JVS","3106-628972-49021117-2/1","Úpravna vody Dolní Dvořiště",null,"zrušeno 11438/2005",null,null,null,null,null,"KUCBAWZ0DS4B"]
["2002-11-20","2003-12-10","2003-12-30",null,null,"8210/03","VaK JČ a.s.","JVS","3106-744212-49021117-2/1","Obj.odkysel.zařízení u VDJ Rychnov nad Malší",null,"zrušeno 11438/2005",null,null,null,null,null,"KUCBAWZ0DS4B"]
["2002-11-20","2003-12-10","2003-12-30",null,null,"8210/03","VaK JČ a.s.","JVS","3106-628972-49021117-1/1","PŘ z jímání řeky Malše – ÚV Dolní Dvořiště",null,"zrušeno 11438/2005",null,null,null,null,null,"KUCBAWZ0DS4B"]
["2002-11-20","2003-12-10","2003-12-30",null,null,"8210/03","VaK JČ a.s.","JVS","3106-628972-49021117-1/2","PŘ od vrtů HV-7A,HV-8A k ÚVDolní Dvořiště",null,"zrušeno 11438/2005",null,null,null,null,null,"KUCBAWZ0DS4B"]
["2002-11-20","2003-12-10","2003-12-30",null,null,"8210/03","VaK JČ a.s.","JVS","3106-628972-49021117-1/3","PŘ od HV3, HV4, HV6 k ÚV Dolní Dvořiště",null,"zrušeno 11438/2005",null,null,null,null,null,"KUCBAWZ0DS4B"]
["2002-11-20","2003-12-10","2003-12-30",null,null,"8210/03","VaK JČ a.s.","JVS","3106-628972-49021117-1/4","ÚV Dolní Dvořiště – VDJ Dolní Dvořiště",null,"zrušeno 11438/2005",null,null,null,null,null,"KUCBAWZ0DS4B"]
["2002-11-20","2003-12-10","2003-12-30",null,null,"8210/03","VaK JČ a.s.","JVS","3106-629006-49021117-1/1","VDJ Dolní Dvořiště-VDJ Trojany",null,"zrušeno 11438/2005",null,null,null,null,null,"KUCBAWZ0DS4B"]
["2002-11-20","2003-12-10","2003-12-30",null,null,"8210/03","VaK JČ a.s.","JVS","3106-744212-49021117-1/1","Vdm Š Dolní Dvořiště-VDJ Rychnov nad Malší",null,"zrušeno 11438/2005",null,null,null,null,null,"KUCBAWZ0DS4B"]
["2002-11-20","2003-12-10","2003-12-30",null,null,"8210/03","VaK JČ a.s.","JVS","3106-744212-49021117-1/2","PŘ od vrtu HV1 do AŠ RVS Rychnov nad Malší",null,"zrušeno 11438/2005",null,null,null,null,null,"KUCBAWZ0DS4B"]
["2002-11-20","2003-12-10","2003-12-30",null,null,"8210/03","VaK JČ a.s.","JVS","3106-744212-49021117-1/3","PŘ od 2 studní přes odkysel. Objekt do VDJ Rychnov",null,"zrušeno 11438/2005",null,null,null,null,null,"KUCBAWZ0DS4B"]
["2002-11-20","2003-12-10","2003-12-30",null,null,"8210/03","VaK JČ a.s.","JVS","3106-629014-49021117-1/1","VDJ Trojany-vdm Š farmy Zemav Rybník",null,"zrušeno 11438/2005",null,null,null,null,null,"KUCBAWZ0DS4B"]
["2002-11-20","2003-12-10","2003-12-30",null,null,"8210/03","VaK JČ a.s.","JVS","3106-628972-49021117-1/5","Rozvodná vodovodní síť Dolní Dvořiště",null,"zrušeno 11438/2005",null,null,null,null,null,"KUCBAWZ0DS4B"]
["2002-11-20","2003-12-10","2003-12-30",null,null,"8210/03","VaK JČ a.s.","JVS","3106-744212-49021117-1/4","Rozvodná vodovodní síť Rychnov nad Malší",null,"zrušeno 11438/2005",null,null,null,null,null,"KUCBAWZ0DS4B"]
["2002-11-20","2003-12-10","2003-12-30",null,null,"8210/03","VaK JČ a.s.","JVS","3106-629014-49021117-1/2","Rozvodná vodovodní síť Trojany (část)-Rybník (část)",null,"zrušeno 11438/2005",null,null,null,null,null,"KUCBAWZ0DS4B"]
["2002-11-20","2003-12-10","2003-12-30",null,null,"8210/03","VaK JČ a.s.","JVS","3106-628972-49021117-3/1","Stoková síť Dolní Dvořiště",null,"zrušeno 11438/2005",null,null,null,null,null,"KUCBAWZ0DS4B"]
["2002-11-20","2003-12-10","2003-12-30",null,null,"8210/03","VaK JČ a.s.","JVS","3106-744212-49021117-3/1","Stoková síť Rychnov nad Malší",null,"zrušeno 11438/2005",null,null,null,null,null,"KUCBAWZ0DS4B"]
["2002-11-20","2003-12-10","2003-12-30",null,null,"8210/03","VaK JČ a.s.","JVS","3106-744212-49021117-4/1","Čistírna odpadních vod Rychnov nad Malší",null,"zrušeno 11438/2005",null,null,null,null,null,"KUCBAWZ0DS4B"]
["2002-11-20","2003-12-10","2003-12-30",null,null,"8210/03","VaK JČ a.s.","JVS","3106-628972-49021117-4/1","Čistírna odpadních vod Dolní Dvořiště",null,"zrušeno 1839/2010",null,null,null,null,null,"KUCBAWZ0DS4B"]
["2002-11-20","2003-12-10","2003-12-30",null,null,"8210/03","VaK JČ a.s.","JVS","3106-739961-49021117-1/1","Rozvodná vodovodní síť Kaplice – nádraží",null,"zrušeno 2771/2006",null,null,null,null,null,"KUCBAWZ0DS4B"]
["2002-11-20","2003-12-10","2003-12-30",null,null,"8210/03","VaK JČ a.s.","JVS","3106-725943-49021117-1/3","Rozvodná vodovodní síť Rozpoutí",null,"zrušeno 12925/2008",null,null,null,null,null,"KUCBAWZ0DS4B"]
["2002-11-20","2003-12-10","2003-12-30",null,null,"8210/03","VaK JČ a.s.","JVS","3106-777854-49021117-1/2","Rozvodná vodovodní síť -město Velešín",null,"zrušeno 6479/2005",null,null,null,null,null,"KUCBAWZ0DS4B"]
["2002-11-20","2003-12-10","2003-12-30",null,null,"8210/03","VaK JČ a.s.","JVS","3106-777854-49021117-3/1","Stoková síť – město Velešín",null,"zrušeno 6479/2005",null,null,null,null,null,"KUCBAWZ0DS4B"]
["2002-11-20","2003-12-10","2003-12-30",null,null,"8210/03","VaK JČ a.s.","JVS","3106-777854-49021117-4/1","ČOV Velešín se stabilizační Nádrží Šindelář",null,"zrušeno 6479/2005",null,null,null,null,null,"KUCBAWZ0DS4B"]
["2002-11-20","2003-12-10","2003-12-30",null,null,"8210/03","VaK JČ a.s.","JVS","3106-793698-49021117-3/1","Výtl.řady-ČS ČOV Velešín do Stabil.nádrže Šindelář",null,"zrušeno 6479/2005",null,null,null,null,null,"KUCBAWZ0DS4B"]
["2002-11-20","2003-12-10","2003-12-30",null,null,"8210/03","VaK JČ a.s.","JVS","3106-777854-49021117-1/3","Rozvodná vodovodní síť Velešín - nádraží",null,"zrušeno 6479/2005",null,null,null,null,null,"KUCBAWZ0DS4B"]
["2002-11-20","2003-12-10","2003-12-30",null,null,"8210/03","VaK JČ a.s.","JVS","3106-777846-49021117-1/1","Rozvodná vodovodní síť Skřidla",null,"zrušeno 11438/2005",null,null,null,null,null,"KUCBAWZ0DS4B"]
["2002-11-20","2003-12-10","2003-12-30",null,null,"8210/03","VaK JČ a.s.","JVS","3109-732711-49021117-1/1","Přívod z VSJČ do VDJ Těšovice",null,"zrušeno 134/2013",null,null,null,null,null,"KUCBAWZ0DS4B"]
["2002-11-20","2003-12-10","2003-12-30",null,null,"8210/03","VaK JČ a.s.","JVS","3109-732711-49021117-1/2","VDJ Těšovice-RŠ Těšovice, Běleč",null,"zrušeno 134/2013",null,null,null,null,null,"KUCBAWZ0DS4B"]
["2002-11-20","2003-12-10","2003-12-30",null,null,"8210/03","VaK JČ a.s.","JVS","3109-766852-49021117-1/2","Rozvodná vodovodní síť Těšovice",null,"zrušeno 134/2013",null,null,null,null,null,"KUCBAWZ0DS4B"]
["2002-11-20","2003-12-10","2003-12-30",null,null,"8210/03","VaK JČ a.s.","JVS","3109-766836-49021117-1/1","Rozvodná vodovodní síť Běleč",null,"zrušeno 134/2013",null,null,null,null,null,"KUCBAWZ0DS4B"]
["2002-11-20","2003-12-10","2003-12-30",null,null,"8210/03","VaK JČ a.s.","JVS","3109-689777-49021117-1/1","VDJ Hlodačky-RŠ Němčice, Sedlovice",null,"zrušeno 2500/2012",null,null,null,null,null,"KUCBAWZ0DS4B"]
["2002-11-20","2003-12-10","2003-12-30",null,null,"8210/03","VaK JČ a.s.","JVS","3109-689793-49021117-1/1","RŠ Němčice,Sedlovice- Vdm Š Sedlovice",null,"zrušeno 2500/2012",null,null,null,null,null,"KUCBAWZ0DS4B"]
["2002-11-20","2003-12-10","2003-12-30",null,null,"8210/03","VaK JČ a.s.","JVS","3109-689777-49021117-1/2","Rozvodná vodovodní síť Němčice",null,"zrušeno 2500/2012",null,null,null,null,null,"KUCBAWZ0DS4B"]
["2002-11-20","2003-12-10","2003-12-30",null,null,"8210/03","VaK JČ a.s.","JVS","3109-633194-49021117-2/1","Prameniště pod Lipovickou-zářez Káranice",null,"zrušeno 33494/2017",null,null,null,null,null,"KUCBAWZ0DS4B"]
["2002-11-20","2003-12-10","2003-12-30",null,null,"8210/03","VaK JČ a.s.","JVS","3109-633194-49021117-2/2","4x vrty u Černého potoka pro obec Dub",null,"zrušeno 23370/2009",null,null,null,null,null,"KUCBAWZ0DS4B"]
["2002-11-20","2003-12-10","2003-12-30",null,null,"8210/03","VaK JČ a.s.","JVS","3109-633241-49021117-2/1","Prameniště pod Vrábčí pro obec Dub (3x studna)",null,"zrušeno 33494/2017",null,null,null,null,null,"KUCBAWZ0DS4B"]
["2002-11-20","2003-12-10","2003-12-30",null,null,"8210/03","VaK JČ a.s.","JVS","3109-633194-49021117-1/1","PŘ z prameniště pod Lipovickou Do VDJ Dub",null,"zrušeno 33494/2017",null,null,null,null,null,"KUCBAWZ0DS4B"]
["2002-11-20","2003-12-10","2003-12-30",null,null,"8210/03","VaK JČ a.s.","JVS","3109-633194-49021117-1/2","Přip.4 vrtů u Černého potoka Na PŘ Lipovická – VDJ Dub",null,"zrušeno 40512/2016",null,null,null,null,null,"KUCBAWZ0DS4B"]
["2002-11-20","2003-12-10","2003-12-30",null,null,"8210/03","VaK JČ a.s.","JVS","3109-633194-49021117-1/3","PŘ od prameniště Pod Vrábčí K VDJ Dub",null,"zrušeno 40512/2016, 33494/2017",null,null,null,null,null,"KUCBAWZ0DS4B"]
["2002-11-20","2003-12-10","2003-12-30",null,null,"8210/03","VaK JČ a.s.","JVS","3109-633194-49021117-1/4","Rozvodná vodovodní síť Dub",null,"zrušeno 40512/2016, 33494/2017",null,null,null,null,null,"KUCBAWZ0DS4B"]
["2002-11-20","2003-12-10","2003-12-30",null,null,"8210/03","VaK JČ a.s.","JVS","3107-655635-49021117-2/1","ČS ÚV Chyšky",null,"zrušeno 33631/2020",null,null,null,null,null,"KUCBAWZ0DS4B"]
["2002-11-20","2003-12-10","2003-12-30",null,null,"8210/03","VaK JČ a.s.","JVS","3107-655635-49021117-1/1","Svodné řady od vrtů HJ1,HJ2 do ČS ÚV Chyšky",null,"zrušeno 33631/2020",null,null,null,null,null,"KUCBAWZ0DS4B"]
["2002-11-20","2003-12-10","2003-12-30",null,null,"8210/03","VaK JČ a.s.","JVS","3107-655635-49021117-1/2","PŘ z ČS ÚV Chyšky do obce Chyšky",null,"zrušeno 33631/2020",null,null,null,null,null,"KUCBAWZ0DS4B"]
["2002-11-20","2003-12-10","2003-12-30",null,null,"8210/03","VaK JČ a.s.","JVS","3107-655635-49021117-1/3","Rozvodná vodovodní síť Chyšky",null,"zrušeno 33631/2020",null,null,null,null,null,"KUCBAWZ0DS4B"]
["2002-11-20","2003-12-10","2003-12-30",null,null,"8210/03","VaK JČ a.s.","JVS","3108-626881-49021117-1/1","PŘ z VSJČ do VDJ Dobev",null,"zrušeno 2800/2005",null,null,null,null,null,"KUCBAWZ0DS4B"]
["2002-11-20","2003-12-10","2003-12-30",null,null,"8210/03","VaK JČ a.s.","JVS","3108-626881-49021117-1/2","Rozvodná vodovodní síť Dobev",null,"zrušeno 2800/2005",null,null,null,null,null,"KUCBAWZ0DS4B"]
["2002-11-20","2003-12-10","2003-12-30",null,null,"8210/03","VaK JČ a.s.","JVS","3108-736970-49021117-1/1","PŘ Hradiště-RVS Putim",null,"změna 60628/2019, 33631/2020, 89161/2020, zrušeno 30494/2021",null,null,null,null,null,"KUCBAWZ0DS4B"]
["2002-11-20","2003-12-10","2003-12-30",null,null,"8210/03","VaK JČ a.s.","JVS","3108-736970-49021117-1/2","Rozvodná vodovodní síť Putim",null,"změna 60628/2019, 33631/2020, 89161/2020, zrušeno 30494/2021",null,null,null,null,null,"KUCBAWZ0DS4B"]
["2002-11-20","2003-12-10","2003-12-30",null,null,"8210/03","VaK JČ a.s.","JVS","3108-739995-49021117-1/1","PŘ RVS Putim-vdm Š Ražice",null,"zrušeno 40512/2016",null,null,null,null,null,"KUCBAWZ0DS4B"]
["2002-11-20","2003-12-10","2003-12-30",null,null,"8210/03","VaK JČ a.s.","JVS","3117-681954-49021117-1/1","Rozvodná vodovodní síť Libějovice",null,"zrušeno 25420/2007",null,null,null,null,null,"KUCBAWZ0DS4B"]
["2002-11-20","2003-12-10","2003-12-30",null,null,"8210/03","VaK JČ a.s.","JVS","3112-632163-49021117-1/1","Rozvodná vodovodní síť Dražice",null,"zrušeno 23730/2009",null,null,null,null,null,"KUCBAWZ0DS4B"]
["2002-11-20","2003-12-10","2003-12-30",null,null,"8210/03","VaK JČ a.s.","JVS","3110-666106-49021117-1/1","Rozvodná vodovodní síť  Klenovice-starší část",null,"zrušeno 17884/2005",null,null,null,null,null,"KUCBAWZ0DS4B"]
["2002-11-20","2003-12-10","2003-12-30",null,null,"8210/03","VaK JČ a.s.","JVS","3112-670804-49021117-1/1","PŘ z VSTM do dětsk.tábora  Doubí u TÁ Kovosvit",null,"zrušeno 40512/2016",null,null,null,null,null,"KUCBAWZ0DS4B"]
["2002-11-20","2003-12-10","2003-12-30",null,null,"8210/03","VaK JČ a.s.","JVS","3112-748773-49021117-1/2","Rozvodná vodovodní síť Skrýchov u Opařan",null,"zrušeno 6780/2006",null,null,null,null,null,"KUCBAWZ0DS4B"]
["2002-11-20","2003-12-10","2003-12-30",null,null,"8210/03","VaK JČ a.s.","JVS","3112-711438-49021117-1/1","PŘ z VDJ Skrýchov do Opařan",null,"zrušeno 6780/2006",null,null,null,null,null,"KUCBAWZ0DS4B"]
["2002-11-20","2003-12-10","2003-12-30",null,null,"8210/03","VaK JČ a.s.","JVS","3112-711438-49021117-1/2","Rozvodná vodovodní síť Opařany",null,"zrušeno 6780/2006",null,null,null,null,null,"KUCBAWZ0DS4B"]
["2002-11-20","2003-12-10","2003-12-30",null,null,"8210/03","VaK JČ a.s.","JVS","3112-762211-49021117-2/1","Úpravna vody Šebířov",null,"zrušeno 6479/2005",null,null,null,null,null,"KUCBAWZ0DS4B"]
["2002-11-20","2003-12-10","2003-12-30",null,null,"8210/03","VaK JČ a.s.","JVS","3112-762211-49021117-1/1","Výtl. Řady od jímacích vrtů Do ÚV Šebířov",null,"zrušeno 6479/2005",null,null,null,null,null,"KUCBAWZ0DS4B"]
["2002-11-20","2003-12-10","2003-12-30",null,null,"8210/03","VaK JČ a.s.","JVS","3112-762211-49021117-1/2","PŘ z ÚV Šebířov do VDJ Šebířov",null,"zrušeno 6479/2005",null,null,null,null,null,"KUCBAWZ0DS4B"]
["2002-11-20","2003-12-10","2003-12-30",null,null,"8210/03","VaK JČ a.s.","JVS","3112-762211-49021117-1/3","PŘ RVS Šebířov-RVS Skrýšov",null,"zrušeno 6479/2005",null,null,null,null,null,"KUCBAWZ0DS4B"]
["2002-11-20","2003-12-10","2003-12-30",null,null,"8210/03","VaK JČ a.s.","JVS","3112-762211-49021117-1/4","Rozvodná vodovodní síť  Šebířov",null,"zrušeno 6479/2005",null,null,null,null,null,"KUCBAWZ0DS4B"]
["2002-11-20","2003-12-10","2003-12-30",null,null,"8210/03","VaK JČ a.s.","JVS","3112-762211-49021117-1/5","Rozvodná vodovodní síť Skrýšov",null,"zrušeno 6479/2005",null,null,null,null,null,"KUCBAWZ0DS4B"]
["2002-11-20","2003-12-10","2003-12-30",null,null,"8210/03","VaK JČ a.s.","JVS","3110-771180-49021117-2/1","Jímka s odky.filtrem sz od Tučap",null,"zrušeno 17884/2005",null,null,null,null,null,"KUCBAWZ0DS4B"]
["2002-11-20","2003-12-10","2003-12-30",null,null,"8210/03","VaK JČ a.s.","JVS","3110-771201-49021117-2/1","Studna u ČS Tučapy",null,"zrušeno 17884/2005",null,null,null,null,null,"KUCBAWZ0DS4B"]
["2002-11-20","2003-12-10","2003-12-30",null,null,"8210/03","VaK JČ a.s.","JVS","3110-771201-49021117-2/2","Vrty ZD, ZD-2 Tučapy",null,"zrušeno 17884/2005",null,null,null,null,null,"KUCBAWZ0DS4B"]
["2002-11-20","2003-12-10","2003-12-30",null,null,"8210/03","VaK JČ a.s.","JVS","3110-771201-49021117-1/1","PŘ sběrná jímka prameniště Brandlín-VDJ Tučapy",null,"zrušeno 17884/2005",null,null,null,null,null,"KUCBAWZ0DS4B"]
["2002-11-20","2003-12-10","2003-12-30",null,null,"8210/03","VaK JČ a.s.","JVS","3110-771201-49021117-1/2","Výtl.řad z AŠ u vrtů ZD,ZD-2 Do RVS Tučapy",null,"zrušeno 17884/2005",null,null,null,null,null,"KUCBAWZ0DS4B"]
["2002-11-20","2003-12-10","2003-12-30",null,null,"8210/03","VaK JČ a.s.","JVS","3110-771201-49021117-1/3","Rozvodná vodovodní síť Tučapy",null,"zrušeno 17884/2005",null,null,null,null,null,"KUCBAWZ0DS4B"]
["2002-11-20","2003-12-10","2003-12-30",null,null,"8210/03","VaK JČ a.s.","JVS","3103-630250-49021117-1/2","Rozvodná vodovodní síť Dolní Třebonín",null,"zrušeno 14768/2006",null,null,null,null,null,"KUCBAWZ0DS4B"]
["2002-11-20","2003-12-10","2003-12-30",null,null,"8210/03","VaK JČ a.s.","JVS","3111-763276-49021117-2/1","Pram. Štěchovice, Neutral. jímka s mram. drtí",null,"zrušeno 2800/2005",null,null,null,null,null,"KUCBAWZ0DS4B"]
["2002-11-20","2003-12-10","2003-12-30",null,null,"8210/03","VaK JČ a.s.","JVS","3111-763276-49021117-1/1","Naték. řad z pram. Štěchovice do VDJ Štěchovice",null,"zrušeno 2800/2005",null,null,null,null,null,"KUCBAWZ0DS4B"]
["2002-11-20","2003-12-10","2003-12-30",null,null,"8210/03","VaK JČ a.s.","JVS","3111-763276-49021117-1/2","Rozvodná vodovodní síť Štěchovice",null,"zrušeno 2800/2005",null,null,null,null,null,"KUCBAWZ0DS4B"]
["2002-11-20","2003-12-10","2003-12-30",null,null,"8210/03","VaK JČ a.s.","JVS","3111-704539-49021117-2/1","Prameniště Nihošovice",null,"zrušeno 14768/2006",null,null,null,null,null,"KUCBAWZ0DS4B"]
["2002-11-20","2003-12-10","2003-12-30",null,null,"8210/03","VaK JČ a.s.","JVS","3111-704539-49021117-1/1","Svodné řady z pram. Nihošovice do VDJ Nihošovice",null,"zrušeno 14768/2006",null,null,null,null,null,"KUCBAWZ0DS4B"]
["2002-11-20","2003-12-10","2003-12-30",null,null,"8210/03","VaK JČ a.s.","JVS","3111-704539-49021117-1/2","Rozvodná vodovodní síť Nihošovice",null,"zrušeno 14768/2006",null,null,null,null,null,"KUCBAWZ0DS4B"]
["2002-11-20","2003-12-10","2003-12-30",null,null,"8210/03","VaK JČ a.s.","JVS","3111-704521-49021117-1/1","Rozvodná vodovodní síť Němětice",null,"zrušeno 14768/2006",null,null,null,null,null,"KUCBAWZ0DS4B"]
["2002-11-20","2003-12-10","2003-12-30",null,null,"8210/03","VaK JČ a.s.","JVS","3111-756211-49021117-2/1","Pramaniště Strašice",null,"zrušeno 12925/2008",null,null,null,null,null,"KUCBAWZ0DS4B"]
["2002-11-20","2003-12-10","2003-12-30",null,null,"8210/03","VaK JČ a.s.","JVS","3111-756211-49021117-1/1","Svodné řady z pram. Strašice do ČS Strašice",null,"zrušeno 12925/2008",null,null,null,null,null,"KUCBAWZ0DS4B"]
["2002-11-20","2003-12-10","2003-12-30",null,null,"8210/03","VaK JČ a.s.","JVS","3111-756211-49021117-1/2","Rozvodná vodovodní síť Strašice",null,"zrušeno 12925/2008",null,null,null,null,null,"KUCBAWZ0DS4B"]
["2002-11-20","2003-12-10","2003-12-30",null,null,"8210/03","VaK JČ a.s.","JVS","3111-646181-49021117-2/1","Pram. Přechovice – Milejovice jím. zářezy Z1, Z2",null,"zrušeno 2800/2005",null,null,null,null,null,"KUCBAWZ0DS4B"]
["2002-11-20","2003-12-10","2003-12-30",null,null,"8210/03","VaK JČ a.s.","JVS","3111-646181-49021117-1/1","PŘ sběrná jímka pram. Přechovice – VDJ Přechovice",null,"zrušeno 2800/2005",null,null,null,null,null,"KUCBAWZ0DS4B"]
["2002-11-20","2003-12-10","2003-12-30",null,null,"8210/03","VaK JČ a.s.","JVS","3111-646181-49021117-1/2","Rozvodná vodovodní síť Přechovice",null,"zrušeno 2800/2005",null,null,null,null,null,"KUCBAWZ0DS4B"]
["2002-11-20","2003-12-10","2003-12-30",null,null,"8210/03","VaK JČ a.s.","JVS","3111-646164-49021117-2/1","Úpravna vody Hoštice",null,"zrušeno 2800/2005",null,null,null,null,null,"KUCBAWZ0DS4B"]
["2002-11-20","2003-12-10","2003-12-30",null,null,"8210/03","VaK JČ a.s.","JVS","3111-646164-49021117-1/1","Svodné řady od vrtů H1, H2 na ÚV Hoštice",null,"zrušeno 2800/2005",null,null,null,null,null,"KUCBAWZ0DS4B"]
["2002-11-20","2003-12-10","2003-12-30",null,null,"8210/03","VaK JČ a.s.","JVS","3111-646164-49021117-1/2","Rozvodná vodovodní síť Hoštice",null,"zrušeno 2800/2005",null,null,null,null,null,"KUCBAWZ0DS4B"]
["2002-11-20","2003-12-10","2003-12-30",null,null,"8210/03","VaK JČ a.s.","JVS","3111-726923-49021117-2/1","Studna S1 Drachkov",null,"zrušeno 33631/2020",null,null,null,null,null,"KUCBAWZ0DS4B"]
["2002-11-20","2003-12-10","2003-12-30",null,null,"8210/03","VaK JČ a.s.","JVS","3111-726923-49021117-1/1","Rozvodná vodovodní síť Drachkov",null,"zrušeno 33631/2020",null,null,null,null,null,"KUCBAWZ0DS4B"]
["2002-11-20","2003-12-10","2003-12-30",null,null,"8210/03","VaK JČ a.s.","JVS","3111-631264-49021117-2/1","Úpravna vody  Nahošín",null,"zrušeno 6479/2005",null,null,null,null,null,"KUCBAWZ0DS4B"]
["2002-11-20","2003-12-10","2003-12-30",null,null,"8210/03","VaK JČ a.s.","JVS","3111-631264-49021117-1/1","Svod. řady od S1, S2, HJ1, HJ2, HV5 do ÚV Nahošín",null,"zrušeno 6479/2005",null,null,null,null,null,"KUCBAWZ0DS4B"]
["2002-11-20","2003-12-10","2003-12-30",null,null,"8210/03","VaK JČ a.s.","JVS","3111-692409-49021117-1/1","Přívodní řad ÚV Nahošín –  VDJ Nahošín",null,"zrušeno 6479/2005",null,null,null,null,null,"KUCBAWZ0DS4B"]
["2002-11-20","2003-12-10","2003-12-30",null,null,"8210/03","VaK JČ a.s.","JVS","3111-631264-49021117-1/2","Rozvodná vodovodní síť Nahošín",null,"zrušeno 6479/2005",null,null,null,null,null,"KUCBAWZ0DS4B"]
["2002-11-20","2003-12-10","2003-12-30",null,null,"8210/03","VaK JČ a.s.","JVS","3111-631248-49021117-1/1","Rozvodná vodovodní síť Doubravice",null,"zrušeno 6479/2005",null,null,null,null,null,"KUCBAWZ0DS4B"]
["2002-11-20","2003-12-10","2003-12-30",null,null,"8210/03","VaK JČ a.s.","JVS","3111-619612-49021117-2/1","Studna S1, S2 Čepřovice",null,"zrušeno 21899/2018",null,null,null,null,null,"KUCBAWZ0DS4B"]
["2002-11-20","2003-12-10","2003-12-30",null,null,"8210/03","VaK JČ a.s.","JVS","3111-619612-49021117-1/1","Výtlač. řad z pram. Čepřovice  do VDJ Čepřovice",null,"zrušeno 21899/2018",null,null,null,null,null,"KUCBAWZ0DS4B"]
["2002-11-20","2003-12-10","2003-12-30",null,null,"8210/03","VaK JČ a.s.","JVS","3111-619612-49021117-1/2","Rozvodná vodovodní síť Čepřovice",null,"zrušeno 21899/2018",null,null,null,null,null,"KUCBAWZ0DS4B"]
["2002-11-20","2003-12-10","2003-12-30",null,null,"8210/03","VaK JČ a.s.","JVS","3101-734349-49021117-2/1","Úpravna vody Předmíř",null,"zrušeno 5263/2005",null,null,null,null,null,"KUCBAWZ0DS4B"]
["2002-11-20","2003-12-10","2003-12-30",null,null,"8210/03","VaK JČ a.s.","JVS","3101-734349-49021117-1/1","Svodné řady od vrtů P3, P4, P5 na ÚV Předmíř",null,"zrušeno 5263/2005",null,null,null,null,null,"KUCBAWZ0DS4B"]
["2002-11-20","2003-12-10","2003-12-30",null,null,"8210/03","VaK JČ a.s.","JVS","3101-734349-49021117-1/2","Přívodní řad  ÚV Předmíř – VDJ Předmíř",null,"zrušeno 5263/2005",null,null,null,null,null,"KUCBAWZ0DS4B"]
["2002-11-20","2003-12-10","2003-12-30",null,null,"8210/03","VaK JČ a.s.","JVS","3101-734349-49021117-1/3","Rozvodná vodovodní síť Předmíř - Zámlyní",null,"zrušeno 5263/2005",null,null,null,null,null,"KUCBAWZ0DS4B"]
["2002-11-20","2003-12-10","2003-12-30",null,null,"8210/03","VaK JČ a.s.","JVS","3111-784834-49021117-1/1","Přívodní řad I   S4 – ČS 1 Volenice",null,"zrušeno 12925/2008",null,null,null,null,null,"KUCBAWZ0DS4B"]
["2002-11-20","2003-12-10","2003-12-30",null,null,"8210/03","VaK JČ a.s.","JVS","3111-784834-49021117-1/2","Přívodní řad IV Vo2 – Vo1 (ČS2 Volenice)",null,"zrušeno 12925/2008",null,null,null,null,null,"KUCBAWZ0DS4B"]
["2002-11-20","2003-12-10","2003-12-30",null,null,"8210/03","VaK JČ a.s.","JVS","3111-784834-49021117-2/1","VDJ Volenice (60 m3), studna S1, studna S2 - jednorázová úprava",null,"zrušeno 12925/2008",null,null,null,null,null,"KUCBAWZ0DS4B"]
["2002-11-20","2003-12-10","2003-12-30",null,null,"8210/03","VaK JČ a.s.","JVS","3111-784834-49021117-2/2","Studna S3 (Volenice)",null,"zrušeno 12925/2008",null,null,null,null,null,"KUCBAWZ0DS4B"]
["2002-11-20","2003-12-10","2003-12-30",null,null,"8210/03","VaK JČ a.s.","JVS","3111-784834-49021117-2/3","Čerpací stanice 1 Volenice, studna S4 a S a vrt V01, V02 - jednorázová úprava",null,"zrušeno 12925/2008",null,null,null,null,null,"KUCBAWZ0DS4B"]
["2002-11-20","2003-12-10","2003-12-30",null,null,"8210/03","VaK JČ a.s.","JVS","3111-784834-49021117-2/4","Jímání Volenice – Vo1, Vo2",null,"zrušeno 12925/2008",null,null,null,null,null,"KUCBAWZ0DS4B"]
["2002-11-20","2003-12-10","2003-12-30",null,null,"8210/03","VaK JČ a.s.","JVS","3102-686204-49021117-1/5","Přívodní řad nátok do ČS Švábův Hrádek",null,"zrušeno 40512/2016",null,null,null,null,null,"KUCBAWZ0DS4B"]
["2009-09-09","2009-09-30","2009-10-20",null,null,"28615/2009","VaK JČ a.s.","JVS","3102-741621-49021117-1/2","PŘ z VSJČ do VDMŠ pro Vidov",null,"zrušeno 28615/2009, 40512/2016",null,null,null,null,null,"KUCBAWZ0DS4B"]
["2009-09-09","2009-09-30","2009-10-20",null,null,"28615/2009","VaK JČ a.s.","JVS","3102-662925-49021117-1/1","přívod z VSJČ do VDJ Doudleby",null,"zrušeno 28615/2009, 40512/2016",null,null,null,null,null,"KUCBAWZ0DS4B"]
["2009-09-09","2009-09-30","2009-10-20",null,null,"28615/2009","VaK JČ a.s.","JVS","3102-626210-49021117-1/1","PŘ Zahájí - Mydlovary - MAPE (od odb.z řadu pro Olešník)",null,"zrušeno 28615/2009, 40512/2016",null,null,null,null,null,"KUCBAWZ0DS4B"]
["2009-09-09","2009-09-30","2009-10-20",null,null,"28615/2009","VaK JČ a.s.","JVS","3117-733857-49021117-1/1","PŘ VDJ. Vodňany – RŠ Radčice (k ÚV Milenovice)",null,"zrušeno 28615/2009, 40512/2016",null,null,null,null,null,"KUCBAWZ0DS4B"]
["2009-09-09","2009-09-30","2009-10-20",null,null,"28615/2009","VaK JČ a.s.","JVS","3114-725633-49021117-1/1","PŘ Dynín - RŠ Záblatí",null,"zrušeno 28615/2009, 134/2013",null,null,null,null,null,"KUCBAWZ0DS4B"]
["2009-09-09","2009-09-30","2009-10-20",null,null,"28615/2009","VaK JČ a.s.","JVS","3114-634255-49021117-1/1","PŘ Dynín - RVS Dynín",null,"zrušeno 28615/2009, 134/2013",null,null,null,null,null,"KUCBAWZ0DS4B"]
["2009-09-09","2009-09-30","2009-10-20",null,null,"28615/2009","VaK JČ a.s.","JVS","3114-634271-49021117-1/1","PŘ Lhota u Dynína - RVS Lhota u Dynína",null,"zrušeno 28615/2009, 134/2013",null,null,null,null,null,"KUCBAWZ0DS4B"]
["2009-09-09","2009-09-30","2009-10-20",null,null,"28615/2009","VaK JČ a.s.","JVS","3114-634271-49021117-1/2","PŘ Lhotský Dvůr - RVS Lhotský Dvůr“",null,"zrušeno 28615/2009, 134/2013",null,null,null,null,null,"KUCBAWZ0DS4B"]
["2016-03-22","2016-04-19","2016-05-10",null,null,"40512/2016","ČEVAK a.s.","JVS","3109-633194-49021117-1/2","přívod od prameniště Pod Vrábčí k VDJ Dub",null,"zrušeno 33494/2017",null,null,null,null,null,"KUCBAWZ0DS4B"]
["2016-03-22","2016-04-19","2016-05-10",null,null,"40512/2016","ČEVAK a.s.","JVS","3109-633194-49021117-1/3","RVS Dub",null,"zrušeno 33494/2017",null,null,null,null,null,"KUCBAWZ0DS4B"]
["2016-03-22","2016-04-19","2016-05-10",null,null,"40512/2016","ČEVAK a.s.","JVS","3101-746894-49021117-1/1","VDJ Sedlice - AŠ Sedlice",null,"zrušeno 61543/2017",null,null,null,null,null,"KUCBAWZ0DS4B"]
["2009-09-09","2009-09-30","2009-10-20",null,null,"28615/2009","ČEVAK a.s.","JVS","3101-746894-49021117-1/2","VDJ Sedlice - AŠ Sedlice",null,"zrušeno 28615/2009, 40512/2016, 21899/2018, 60628/2019, 33631/2020, změna 30494/2021",null,null,null,null,null,"KUCBAWZ0DS4B"]
["2016-03-22","2016-04-19","2016-05-10",null,null,"40512/2016","ČEVAK a.s.","JVS","3111-742121-49021117-1/1","PŘ z VSJČ k ČSV Řepice",null,"změna 60628/2019, 33631/2020, 89161/2020, 30494/2021, 81635/2021",null,null,null,null,null,"KUCBAWZ0DS4B"]
["2016-03-22","2016-04-19","2016-05-10",null,null,"40512/2016","ČEVAK a.s.","JVS","3111-696935-49021117-1/1","PŘ z VSJČ do arm. Uzlu nátoku do VDJ Mladějovice",null,"změna 60628/2019, 33631/2020, 89161/2020, 30494/2021, 81635/2021",null,null,null,null,null,"KUCBAWZ0DS4B"]
["2017-05-16","2017-06-05","2017-06-23",null,null,"61543/2017","ČEVAK a.s.","JVS","3101-746894-49021117-1/2","VDJ Sedlice - AŠ Sedlice",null,"změna 60628/2019, 33631/2020, 89161/2020, 30494/2021, 81635/2021",null,null,null,null,null,"KUCBAWZ0DS4B"]
["2019-05-24","2019-06-26","2019-07-18",null,null,"60628/2019","ČEVAK a.s.","JVS","3102-745723-49021117-1/1","Římov-Horní Vesce-vodovodní síť",null,"změna 33631/2020, 89161/2020, 30494/2021, zrušeno 81635/2021"]
["2021-07-19","2021-08-05","2021-08-24",null,null,"81635/2021","ČEVAK a.s.","JVS","3102-745723-49021117-1/2","Římov-Horní Vesce-vodovodní síť"]
["2003-11-24","2003-12-12","2004-01-02",null,null,"8308/03","ČEVAK a.s.","Obec Dasný","3102-624781-00581224-1/1","Přívodní řad od odb. H.Dvory –Čejkovice po Dasný",null,"zrušeno 123869/2025",null,null,null,null,null,"KUCBAWZ0DS8R"]
["2003-11-24","2003-12-12","2004-01-02",null,null,"8308/03","ČEVAK a.s.","Obec Dasný","3102-624789-00581224-1/2","Rozvodný vodovodní řad Dasný",null,"zrušeno 123869/2025",null,null,null,null,null,"KUCBAWZ0DS8R"]
["2025-11-04","2025-12-17","2026-01-03",null,null,"123869/2025","ČEVAK a.s.","Obec Dasný","3102-624781-00581224-1/1","Dasný - vodovodní síť"]
["2003-11-24","2003-12-12","2004-01-02",null,null,"8307/03","ČEVAK a.s.","Obec Chotýčany","3102-653501-00581402-1/1","Rozvodný vodovodní řad Chotýčany",null,"změna 55187/2018",null,null,null,null,null,"KUCBAWZ0DS8R"]
["2018-04-20","2018-05-09","2018-05-26",null,null,"55187/2018","ČEVAK a.s.","Obec Chotýčany","3102-653501-00581402-4/1","Chotýčany - ČOV",null,null,null,null,null,null,null,"KUCBAWZ0DS8R"]
["2018-04-20","2018-05-09","2018-05-26",null,null,"55187/2018","ČEVAK a.s.","Obec Chotýčany","3102-653501-00581402-3/1","Chotýčany - stoková síť",null,null,null,null,null,null,null,"KUCBAWZ0DS8R"]
["2003-11-24","2003-12-12","2004-01-02",null,null,"8300/03","VaK JČ a.s.","Obec Sedlec","3102-746690-00245411-1/1","Rozvodný vodovodní řad Lékařova Lhota",null,"zrušeno rozhodnutím 20858/2006",null,null,null,null,null,"KUCBAWZ0DS8R"]
["2003-11-20","2003-12-12","2004-01-02",null,null,"8209/03","VaK JČ a.s.","Město Rudolfov","3102-743470-00245381-1/1","Přívodní řad od VDJ Dubičné do VDJ Hl.Hora do VDJ Baba do Vesky po Rudolfov",null,"zrušeno 41212/2013",null,null,null,null,null,"KUCBAWZ0DS8R"]
["2003-11-20","2003-12-12","2004-01-02",null,null,"8209/03","VaK JČ a.s.","Město Rudolfov","3102-743470-00245381-1/2","Rozvodný vodovodný řad Rudolfov ",null,"zrušeno 41212/2013",null,null,null,null,null,"KUCBAWZ0DS8R"]
["2003-11-20","2003-12-12","2004-01-02",null,null,"8209/03","ČEVAK a.s.","Město Rudolfov","3102-743470-00245381-3/1","Stoková síť Rudolfov",null,"změněno rozhodnutím 35467/2010",null,null,null,null,null,"KUCBAWZ0DS8R"]
["2003-11-20","2003-12-12","2004-01-02",null,null,"8209/03","VaK JČ a.s.","Město Rudolfov","3102-743470-00245381-4/1","Čistírna odpadních vod Rudolfov",null,"zrušeno rozhodnutím 35467/2010",null,null,null,null,null,"KUCBAWZ0DS8R"]
["2003-11-20","2003-12-12","2004-01-02",null,null,"8209/03","ČEVAK a.s.","Město Rudolfov","3102-785679-00245381-1/1","Rozvodný vodovodný řad Hlinsko",null,"změněno rozhodnutím 35467/2010",null,null,null,null,null,"KUCBAWZ0DS8R"]
["2003-11-20","2003-12-12","2004-01-02",null,null,"8209/03","ČEVAK a.s.","Město Rudolfov","3102-785679-00245381-3/1","Stoková síť Hlinsko",null,"změněno rozhodnutím 35467/2010",null,null,null,null,null,"KUCBAWZ0DS8R"]
["2013-07-25","2013-08-13","2013-08-29",null,null,"41212/2013","ČEVAK a.s.","Město Rudolfov","3102-743470-00245381-1/1","RVS Rudolfov",null,null,null,null,null,null,null,"KUCBAWZ0DS8R"]
[" 24.11.2003","2003-12-12","2004-01-02",null,null,"8302/03","VaK JČ a.s.","Obec Zahájí","3102-789755-00581372-1/1","Přívodní řad od VŠ 200 po Zahájí",null,"zrušeno 41071/2013",null,null,null,null,null,"KUCBAWZ0DS8R"]
[" 24.11.2003","2003-12-12","2004-01-02",null,null,"8302/03","VaK JČ a.s.","Obec Zahájí","3102-789755-00581372-1/2","Rozvodný vodovodní řad  Zahájí",null,"zrušeno 41071/2013",null,null,null,null,null,"KUCBAWZ0DS8R"]
["2013-07-25","2013-08-13","2013-08-31",null,null,"41071/2013","ČEVAK a.s.","Obec Zahájí","3102-789755-00581372-1/1","RVS Zahájí",null,null,null,null,null,null,null,"KUCBAWZ0DS8R"]
["2003-11-24","2003-12-12","2004-01-02",null,null,"8303/03","VaK JČ a.s.","Obec Dívčice","3102-626180-00244775-1/1","Rozvodný vodovodní řad Česká Lhota",null,"zrušeno 26191/2017",null,null,null,null,null,"KUCBAWZ0DS8R"]
["2003-11-24","2003-12-12","2004-01-02",null,null,"8303/03","VaK JČ a.s.","Obec Dívčice","3102-626180-00244775-1/2","Rozvodný vodovodní řad Novosedly",null,"zrušeno 26191/2017",null,null,null,null,null,"KUCBAWZ0DS8R"]
["2003-11-24","2003-12-12","2004-01-02",null,null,"8303/03","VaK JČ a.s.","Obec Dívčice","3102-626180-00244775-1/3","Přívodní řad od předávací  Šachty po Dívčice nádraží",null,"zrušeno 26191/2017",null,null,null,null,null,"KUCBAWZ0DS8R"]
["2003-11-24","2003-12-12","2004-01-02",null,null,"8303/03","VaK JČ a.s.","Obec Dívčice","3102-626180-00244775-1/4","Rozvodný vodovod Dívčice –nádraží",null,"zrušeno 26191/2017",null,null,null,null,null,"KUCBAWZ0DS8R"]
["2003-11-24","2003-12-12","2004-01-02",null,null,"8303/03","VaK JČ a.s.","Obec Dívčice","3102-626180-00244775-1/5","Přívodní řad od Dívčic –nádraží po Dubenec",null,"zrušeno 26191/2017",null,null,null,null,null,"KUCBAWZ0DS8R"]
["2003-11-24","2003-12-12","2004-01-02",null,null,"8303/03","VaK JČ a.s.","Obec Dívčice","3102-626180-00244775-1/6","Rozvodný vodovodní řad Dubenec",null,"zrušeno 26191/2017",null,null,null,null,null,"KUCBAWZ0DS8R"]
["2003-11-24","2003-12-12","2004-01-02",null,null,"8303/03","VaK JČ a.s.","Obec Dívčice","3102-626180-00244775-1/7","Přívodní řad od Dubence po  Dívčice",null,"zrušeno 26191/2017",null,null,null,null,null,"KUCBAWZ0DS8R"]
["2003-11-24","2003-12-12","2004-01-02",null,null,"8303/03","VaK JČ a.s.","Obec Dívčice","3102-626180-00244775-1/8","Rozvodný vodovodní řad  Dívčice",null,"zrušeno 26191/2017",null,null,null,null,null,"KUCBAWZ0DS8R"]
["2003-11-24","2003-12-12","2004-01-02",null,null,"8303/03","VaK JČ a.s.","Obec Dívčice","3102-626180-00244775-1/9","Přívodní řad od VŠ u MAPE po Zbudov",null,"zrušeno 26191/2017",null,null,null,null,null,"KUCBAWZ0DS8R"]
["2003-11-24","2003-12-12","2004-01-02",null,null,"8303/03","VaK JČ a.s.","Obec Dívčice","3102-626180-00244775-1/1","Rozvodný vodovodní řad  Zbudov",null,"zrušeno 26191/2017",null,null,null,null,null,"KUCBAWZ0DS8R"]
["2003-11-24","2003-12-12","2004-01-02",null,null,"8303/03","VaK JČ a.s.","Obec Dívčice","3102-746690-00244775-1/1","Rozvodný vodovodní řad  Sedlec – Lékařova Lhota",null,"zrušeno 26191/2017",null,null,null,null,null,"KUCBAWZ0DS8R"]
["2017-05-02","2017-05-29","2017-06-16",null,null,"56191/2017","ČEVAK a.s.","Obec Dívčice","3102-626180-00244775-1/1","Dívčice, Dubenec, Dívčice - nádraží, Česká Lhota, Novosedly - vodovodní síť",null,null,null,null,null,null,null,"KUCBAWZ0DS8R"]
["2017-05-02","2017-05-29","2017-06-16",null,null,"56191/2017","ČEVAK a.s.","Obec Dívčice","3102-626180-00244775-1/2","Dívčice - Zbudov - vodovodní síť",null,null,null,null,null,null,null,"KUCBAWZ0DS8R"]
["2003-11-20","2003-12-22","2004-01-14",null,null,"8201/03","ČEVAK a.s.","Obec Zbelítov","3107-791385-00511692-1/1","PŘ VDJ Milevsko II – obec Zbelítov",null,null,null,null,null,null,null,"KUCBAWZ0DTEQ"]
["2003-11-20","2003-12-22","2004-01-14",null,null,"8201/03","ČEVAK a.s.","Obec Zbelítov","3107-791385-00511692-1/2","RVS Zbelítov (včetně ATS)",null,null,null,null,null,null,null,"KUCBAWZ0DTEQ"]
["2003-11-20","2003-12-11","2004-01-02",null,null,"8202/03","ČEVAK a.s.","Obec Ratibořské Hory","3112-739863-00252794-2/1","prameniště Ratibořice",null,null,null,null,null,null,null,"KUCBAWZ0DS8R"]
["2003-11-20","2003-12-11","2004-01-02",null,null,"8202/03","ČEVAK a.s.","Obec Ratibořské Hory","3112-739880-00252794-2/1","studna Ratibořské Hory",null,null,null,null,null,null,null,"KUCBAWZ0DS8R"]
["2003-11-20","2003-12-11","2004-01-02",null,null,"8202/03","ČEVAK a.s.","Obec Ratibořské Hory","3112-739863-00252794-1/1","PŘ-výtlak—pram. Ratibořice-VDJ Rat. Hory, ČS, VDJ",null,null,null,null,null,null,null,"KUCBAWZ0DS8R"]
["2003-11-20","2003-12-11","2004-01-02",null,null,"8202/03","ČEVAK a.s.","Obec Ratibořské Hory","3112-739863-00252794-1/2","PŘ-výtlak-studna Rat. Hory– VDJ, ČS R. Hory",null,null,null,null,null,null,null,"KUCBAWZ0DS8R"]
["2003-11-20","2003-12-11","2004-01-02",null,null,"8202/03","ČEVAK a.s.","Obec Ratibořské Hory","3112-739880-00252794-1/1","RVS Ratibořské Hory",null,null,null,null,null,null,null,"KUCBAWZ0DS8R"]
["2003-11-20","2003-12-11","2004-01-02",null,null,"8203/03","VaK JČ a.s.","Obec Košice","3112-670812-00252468-2/1","vrtaná studna Košice – S1 – 47m",null,"zrušeno rozhodnutím 208/2009",null,null,null,null,null,"KUCBAWZ0DS8R"]
["2003-11-20","2003-12-11","2004-01-02",null,null,"8203/03","VaK JČ a.s.","Obec Košice","3112-670812-00252468-2/2","vrtaná studna Košice – S2 – 52m",null,"zrušeno rozhodnutím 208/2009",null,null,null,null,null,"KUCBAWZ0DS8R"]
["2003-11-20","2003-12-11","2004-01-02",null,null,"8203/03","ČEVAK a.s.","Obec Košice","3112-670812-00252468-1/1","PŘ Košice – S1-VDJ",null,"změna 10156/2012, zrušeno 97377/2025",null,null,null,null,null,"KUCBAWZ0DS8R"]
["2003-11-20","2003-12-11","2004-01-02",null,null,"8203/03","ČEVAK a.s.","Obec Košice","3112-670812-00252468-1/2","PŘ Košice – S2-VDJ",null,"změna 10156/2012, zrušeno 97377/2025",null,null,null,null,null,"KUCBAWZ0DS8R"]
["2003-11-20","2003-12-11","2004-01-02",null,null,"8203/03","ČEVAK a.s.","Obec Košice","3112-670812-00252468-1/3","PŘ Košice – VSJČ – RVS (propojení pro havarijní zásobení)",null,"změna 10156/2012, zrušeno 97377/2025",null,null,null,null,null,"KUCBAWZ0DS8R"]
["2003-11-20","2003-12-11","2004-01-02",null,null,"8203/03","ČEVAK a.s.","Obec Košice","3112-670812-00252468-1/4","RVS Košice",null,"změna 10156/2012, zrušeno 97377/2025",null,null,null,null,null,"KUCBAWZ0DS8R"]
["2008-12-18"," 20.1.2009","2009-02-10",null,null,"208/2009","ČEVAK a.s.","Obec Košice","3112-670812-00252468-2/1","vrtaná studna Košice – S1–47m, S2-52m",null,"změna 10156/2012, zrušeno 97377/2025",null,null,null,null,null,"KUCBAWZ0DS8R"]
["2012-04-11","2012-05-07","2012-05-23",null,null,"10156/2012","ČEVAK a.s.","Obec Košice","3112-670812-00252468-3/1","Košice, SS",null,"změna 97377/2025",null,null,null,null,null,"KUCBAWZ0DS8R"]
["2012-04-11","2012-05-07","2012-05-23",null,null,"10156/2012","ČEVAK a.s.","Obec Košice","3112-670812-00252468-4/1","Košice, ČOV",null,"změna 97377/2025",null,null,null,null,null,"KUCBAWZ0DS8R"]
["2025-08-21","2025-09-18","2025-10-22",null,null,"97377/2025","ČEVAK a.s.","Obec Košice","3112-670812-00252468-1/1","Košice - přív.řad: studny - VDJ"]
["2025-08-21","2025-09-18","2025-10-22",null,null,"97377/2025","ČEVAK a.s.","Obec Košice","3112-670812-00252468-1/2","Košice - vodovodní síť"]
["2025-08-21","2025-09-18","2025-10-22",null,null,"97377/2025","ČEVAK a.s.","Obec Košice","3112-670812-00252468-1/3","Košice - přív.řad: VSJČ - VDJ"]
["2025-08-21","2025-09-18","2025-10-22",null,null,"97377/2025","ČEVAK a.s.","Obec Košice","3112-670812-00252468-2/1","Košice - vrtané studny"]
["2003-11-20","2003-12-11","2004-01-02",null,null,"8204/03","VaK JČ a.s.","Obec Želeč","3112-795810-00253201-1/1","PŘ ČS Sudoměřice – VDJ Bezděčín",null,"zrušeno rozhodnutím 28744/2009",null,null,null,null,null,"KUCBAWZ0DS8R"]
["2003-11-20","2003-12-11","2004-01-02",null,null,"8204/03","ČEVAK a.s.","Obec Želeč","3112-795828-00253201-1/1","PŘ VDJ Bezděčín - Želeč",null,"změna rozhodnutím 160898/2016, zrušeno 146127/2023",null,null,null,null,null,"KUCBAWZ0DS8R"]
["2003-11-20","2003-12-11","2004-01-02",null,null,"8204/03","ČEVAK a.s.","Obec Želeč","3112-795828-00253201-1/2","RVS Želeč",null,"změna rozhodnutím 160898/2016, zrušeno 146127/2023",null,null,null,null,null,"KUCBAWZ0DS8R"]
["2003-11-20","2003-12-11","2004-01-02",null,null,"8204/03","ČEVAK a.s.","Obec Želeč","3112-795810-00253201-1/2","PŘ VDJ Bezděčín - Bezděčín",null,"změna rozhodnutím 160898/2016, zrušeno 146127/2023",null,null,null,null,null,"KUCBAWZ0DS8R"]
["2003-11-20","2003-12-11","2004-01-02",null,null,"8204/03","ČEVAK a.s.","Obec Želeč","3112-795810-00253201-1/3","RVS Bezděčín",null,"změna rozhodnutím 160898/2016, zrušeno 146127/2023",null,null,null,null,null,"KUCBAWZ0DS8R"]
["2016-12-15","2017-01-17","2017-02-02",null,null,"160898/2016","ČEVAK a.s.","Obec Želeč","3112-795828-00253201-4/1","ČOV Želeč",null,"zrušeno 146127/2023",null,null,null,null,null,"KUCBAWZ0DS8R"]
["2023-12-11","2024-01-19","2024-02-10",null,null,"146127/2023","ČEVAK a.s.","Obec Želeč","3112-795810-00253201-1/1","Želeč – Bezděčín – vodovodní řad",null,null,"Tábor","Želeč","vodovod","Ing. Martin Kalač"]
["2023-12-11","2024-01-19","2024-02-10",null,null,"146127/2023","ČEVAK a.s.","Obec Želeč","3112-795810-00253201-3/1","Želeč – Bezděčín – stoková síť",null,null,"Tábor","Želeč","kanalizace","Ing. Martin Kalač"]
["2023-12-11","2024-01-19","2024-02-10",null,null,"146127/2023","ČEVAK a.s.","Obec Želeč","3112-795810-00253201-4/1","Želeč – Bezděčín – ČOV",null,null,"Tábor","Želeč","kanalizace","Ing. Martin Kalač"]
["2023-12-11","2024-01-19","2024-02-10",null,null,"146127/2023","ČEVAK a.s.","Obec Želeč","3112-795828-00253201-1/1","Želeč – vodovodní řad",null,null,"Tábor","Želeč","vodovod","Ing. Martin Kalač"]
["2023-12-11","2024-01-19","2024-02-10",null,null,"146127/2023","ČEVAK a.s.","Obec Želeč","3112-795828-00253201-3/1","Želeč – stoková síť",null,null,"Tábor","Želeč","kanalizace","Ing. Martin Kalač"]
["2023-12-11","2024-01-19","2024-02-10",null,null,"146127/2023","ČEVAK a.s.","Obec Želeč","3112-795828-00253201-4/1","Želeč - ČOV",null,null,"Tábor","Želeč","kanalizace","Ing. Martin Kalač"]
["2003-11-20","2003-12-11","2004-01-02",null,null,"8205/03","ČEVAK a.s.","Obec Stádlec","3112-753220-00252930-1/1","PŘ  VŠ Opařany – obec Stádlec",null,"změna 22070/2015, zrušeno 149550/2023",null,null,null,null,null,"KUCBAWZ0DS8R"]
["2003-11-20","2003-12-11","2004-01-02",null,null,"8205/03","ČEVAK a.s.","Obec Stádlec","3112-753220-00252930-1/2","RVS Stádlec",null,"změna 22070/2015, zrušeno 149550/2023",null,null,null,null,null,"KUCBAWZ0DS8R"]
["2003-12-08","2004-01-05","2004-01-23",null,null,"8663/03","Vojenská lázeňská a rekreační zařízení","Vojenská lázeňská a rekreační zařízení","3103-643700-00000582-1/1","vodovodní řady - VZ LIPNO- Hůrka, 38226 HORNÍ PLANÁ",null,"zrušeno č.j. 29174/2008","Český Krumlov","Horní Planá","vodovod","Kozel Jiří","???????????","KUCBAWZ0DS8R"]
["2003-12-08","2004-01-05","2004-01-23",null,null,"8663/03","Vojenská lázeňská a rekreační zařízení","Vojenská lázeňská a rekreační zařízení","3103-643700-00000582-2/1","stavba pro úpravu vody - VZ LIPNO- Hůrka, 38226 HORNÍ PLANÁ",null,"zrušeno č.j. 29174/2008","Český Krumlov","Horní Planá","vodovod","Kozel Jiří",null,"KUCBAWZ0DS8R"]
["2003-12-08","2004-01-05","2004-01-23",null,null,"8663/03","Vojenská lázeňská a rekreační zařízení","Vojenská lázeňská a rekreační zařízení","3103-643700-00000582-3/1","kanalizační stoky - VZ LIPNO- Hůrka, 38226 HORNÍ PLANÁ",null,"změna odpovědné osoby č.j. 27444/2007 Ota Borecký","Český Krumlov","Horní Planá","kanalizace","Kozel Jiří",null,"KUCBAWZ0DS8R"]
["2003-12-08","2004-01-05","2004-01-23",null,null,"8663/03","Vojenská lázeňská a rekreační zařízení","Vojenská lázeňská a rekreační zařízení","3103-643700-00000582-4/1","čistírna odpadních vod - VZ LIPNO- Hůrka, 38226 HORNÍ PLANÁ",null,"změna odpovědné osoby č.j. 27444/2007 Ota Borecký","Český Krumlov","Horní Planá","kanalizace","Kozel Jiří",null,"KUCBAWZ0DS8R"]
["2003-11-20","2003-12-12","2004-01-02",null,null,"8200/03","ČEVAK a.s.","Obec Dolní Bukovsko","3115-628824-00244791-1/1","Rozvodný vodovodní řad Dolní Bukovsko",null,"zrušeno 94989/2025",null,null,null,null,null,"KUCBAWZ0DSAH"]
["2003-11-20","2003-12-12","2004-01-02",null,null,"8200/03","ČEVAK a.s.","Obec Dolní Bukovsko","3115-763772-00244791-1/1","Přívodní řad-napojení na L 300 Po Bzí",null,"zrušeno 94989/2025",null,null,null,null,null,"KUCBAWZ0DSAH"]
["2003-11-20","2003-12-12","2004-01-02",null,null,"8200/03","ČEVAK a.s.","Obec Dolní Bukovsko","3115-763772-00244791-1/2","Rozvodný vodovodní řad Bzí",null,"zrušeno 94989/2025",null,null,null,null,null,"KUCBAWZ0DSAH"]
["2003-11-20","2003-12-12","2004-01-02",null,null,"8200/03","ČEVAK a.s.","Obec Dolní Bukovsko","3115-642673-00244791-1/1","Přívodní řad od Š u Bzí po Horní Bukovsko",null,"zrušeno 94989/2025",null,null,null,null,null,"KUCBAWZ0DSAH"]
["2003-11-20","2003-12-12","2004-01-02",null,null,"8200/03","ČEVAK a.s.","Obec Dolní Bukovsko","3115-642673-00244791-1/2","Rozvodný vodovodní řad Horní Bukovsko",null,"zrušeno 94989/2025",null,null,null,null,null,"KUCBAWZ0DSAH"]
["2003-11-20","2003-12-12","2004-01-02",null,null,"8200/03","ČEVAK a.s.","Obec Dolní Bukovsko","3115-628824-00244791-1/2","Rozvodný vodovodní řad Hvozdno",null,"zrušeno 94989/2025",null,null,null,null,null,"KUCBAWZ0DSAH"]
["2003-11-20","2003-12-12","2004-01-02",null,null,"8200/03","ČEVAK a.s.","Obec Dolní Bukovsko","3115-628841-00244791-1/2","Přívodní řad-Dol.Bukovsko- Š pod Pelejovicemi",null,"zrušeno 94989/2025",null,null,null,null,null,"KUCBAWZ0DSAH"]
["2003-11-20","2003-12-12","2004-01-02",null,null,"8200/03","ČEVAK a.s.","Obec Dolní Bukovsko","3115-628841-00244791-1/1","Rozvodný vodovodní řad Pelejovice",null,"zrušeno 94989/2025",null,null,null,null,null,"KUCBAWZ0DSAH"]
["2003-11-20","2003-12-12","2004-01-02",null,null,"8200/03","ČEVAK a.s.","Obec Dolní Bukovsko","3115-628859-00244791-1/2","Přívodní řad-napojení z L 300 Po Popovice",null,"zrušeno 94989/2025",null,null,null,null,null,"KUCBAWZ0DSAH"]
["2003-11-20","2003-12-12","2004-01-02",null,null,"8200/03","ČEVAK a.s.","Obec Dolní Bukovsko","3115-628859-00244791-1/1","Rozvodný vodovodní řad Popovice",null,"zrušeno 94989/2025",null,null,null,null,null,"KUCBAWZ0DSAH"]
["2003-11-20","2003-12-12","2004-01-02",null,null,"8200/03","ČEVAK a.s.","Obec Dolní Bukovsko","3115-631841-00244791-1/2","Přívodní řad – od ČS Hvozdno Po Radonice",null,"zrušeno 94989/2025",null,null,null,null,null,"KUCBAWZ0DSAH"]
["2003-11-20","2003-12-12","2004-01-02",null,null,"8200/03","ČEVAK a.s.","Obec Dolní Bukovsko","3115-631841-00244791-1/1","Rozvodný vodovodní řad Radonice",null,"zrušeno 94989/2025",null,null,null,null,null,"KUCBAWZ0DSAH"]
["2003-11-20","2003-12-12","2004-01-02",null,null,"8200/03","ČEVAK a.s.","Obec Dolní Bukovsko","3115-628867-00244791-1/1","Rozvodný vodovodní řad  Sedlíkovice",null,"zrušeno 94989/2025",null,null,null,null,null,"KUCBAWZ0DSAH"]
["2025-08-14","2025-09-12","2025-10-01",null,null,"94989/2025","ČEVAK a.s.","Obec Dolní Bukovsko","3115-628824-00244791-1/1","Dolní Bukovsko, Pelejovice - vodovodní síť"]
["2025-08-14","2025-09-12","2025-10-01",null,null,"94989/2025","ČEVAK a.s.","Obec Dolní Bukovsko","3115-628859-00244791-1/1","Dolní Bukovsko - Popovice, Hvozdno, Radonice - vodovodní síť"]
["2025-08-14","2025-09-12","2025-10-01",null,null,"94989/2025","ČEVAK a.s.","Obec Dolní Bukovsko","3115-628867-00244791-1/1","Dolní Bukovsko - Sedlíkovice - vodovodní síť"]
["2025-08-14","2025-09-12","2025-10-01",null,null,"94989/2025","ČEVAK a.s.","Obec Dolní Bukovsko","3115-642673-00244791-1/1","Dolní Bukovsko - Bzí, Horní Bukovsko - vodovodní síť"]
["2003-11-24","2003-12-12","2004-01-02",null,null,"8301/03","VaK JČ a.s.","Obec Zlatá Koruna","3103-736155-00246212-2/1","ÚV – Kokotín pro Zlatou Korunu",null,"zrušeno 18049/2011",null,null,null,null,null,"KUCBAWZ0DSAH"]
["2003-11-24","2003-12-12","2004-01-02",null,null,"8301/03","VaK JČ a.s.","Obec Zlatá Koruna","3103-736155-00246212-1/1","PŘ od vrtu ZK1-přes odkysel. zařízení ÚV do VDJ 250 m3 Zlatá Koruna",null,"zrušeno 18049/2011",null,null,null,null,null,"KUCBAWZ0DSAH"]
["2003-11-24","2003-12-12","2004-01-02",null,null,"8301/03","VaK JČ a.s.","Obec Zlatá Koruna","3103-736155-00246212-1/2","PŘ od jímání z potoka do VDJ 250 m3 Zlatá Koruna",null,"zrušeno 18049/2011",null,null,null,null,null,"KUCBAWZ0DSAH"]
["2003-11-24","2003-12-12","2004-01-02",null,null,"8301/03","VaK JČ a.s.","Obec Zlatá Koruna","3103-736155-00246212-1/3","PŘ od VDJ 250 m3 do VDJ 50 m3 Zlatá Koruna",null,"zrušeno 18049/2011",null,null,null,null,null,"KUCBAWZ0DSAH"]
["2003-11-24","2003-12-12","2004-01-02",null,null,"8301/03","VaK JČ a.s.","Obec Zlatá Koruna","3103-793043-00246212-1/1","RVS Zlatá Koruna (za VDJ 50 m3)",null,"zrušeno 18049/2011",null,null,null,null,null,"KUCBAWZ0DSAH"]
["2003-11-24","2003-12-12","2004-01-02",null,null,"8301/03","VaK JČ a.s.","Obec Zlatá Koruna","3103-793027-00246212-1/1","PŘ od odbočné šachty k RVS Plešovice",null,"zrušeno 18049/2011",null,null,null,null,null,"KUCBAWZ0DSAH"]
["2003-11-24","2003-12-12","2004-01-02",null,null,"8301/03","VaK JČ a.s.","Obec Zlatá Koruna","3103-793027-00246212-1/2","RVS – Plešovice",null,"zrušeno 18049/2011",null,null,null,null,null,"KUCBAWZ0DSAH"]
["2003-11-24","2003-12-12","2004-01-02",null,null,"8301/03","VaK JČ a.s.","Obec Zlatá Koruna","3103-793035-00246212-1/1","PŘ od předáv místa VSJČ do VDJ 150m3  Rájov",null,"zrušeno 18049/2011",null,null,null,null,null,"KUCBAWZ0DSAH"]
["2003-11-24","2003-12-12","2004-01-02",null,null,"8301/03","VaK JČ a.s.","Obec Zlatá Koruna","3103-793035-00246212-1/2","RVS – Rájov",null,"zrušeno 18049/2011",null,null,null,null,null,"KUCBAWZ0DSAH"]
["2011-05-11","2011-06-06","2011-06-22",null,null,"18049/2011","ČEVAK a.s.","Obec Zlatá Koruna","3103-736155-00246212-2/2"," Zlatá Koruna, vrt ZK-1 - odkyselení",null,"zrušeno 41026/2013",null,null,null,null,null,"KUCBAWZ0DSAH"]
["2011-05-11","2011-06-06","2011-06-22",null,null,"18049/2011","ČEVAK a.s.","Obec Zlatá Koruna","3103-736155-00246212-2/1"," ÚV-Kokotín pro obec Zlatá Koruna",null,"zrušeno 41026/2013",null,null,null,null,null,"KUCBAWZ0DSAH"]
["2011-05-11","2011-06-06","2011-06-22",null,null,"18049/2011","ČEVAK a.s.","Obec Zlatá Koruna","3103-736155-00246212-1/1 ","Zlatá Koruna, PŘ od vrtu ZK-1 do VDJ 50 m3",null,"zrušeno 41026/2013",null,null,null,null,null,"KUCBAWZ0DSAH"]
["2011-05-11","2011-06-06","2011-06-22",null,null,"18049/2011","ČEVAK a.s.","Obec Zlatá Koruna","3103-793043-00246212-1/1"," Zlatá Koruna, Plešovice - RVS",null,"zrušeno 41026/2013",null,null,null,null,null,"KUCBAWZ0DSAH"]
["2011-05-11","2011-06-06","2011-06-22",null,null,"18049/2011","ČEVAK a.s.","Obec Zlatá Koruna","3103-793035-00246212-1/1"," Rájov - RVS",null,"zrušeno 41026/2013",null,null,null,null,null,"KUCBAWZ0DSAH"]
["2003-11-20","2003-12-12","2004-01-02",null,null,"8197/03","ČEVAK a.s.","Obec Bošilec","3102-608572-00581194-1/1","Přiváděcí řad z L 150 po Bošilec",null,"zrušeno 107546/2024",null,null,null,null,null,"KUCBAWZ0DSAH"]
["2003-11-20","2003-12-12","2004-01-02",null,null,"8197/03","ČEVAK a.s.","Obec Bošilec","3102-608572-00581194-1/2","Rozvodný vodovod v obci Bošilec",null,"zrušeno 107546/2024",null,null,null,null,null,"KUCBAWZ0DSAH"]
["2024-09-05","2024-10-16","2024-11-06",null,null,"107546/2024","ČEVAK a.s.","Obec Bošilec","3102-608572-00581194-1/1","Bošilec - vodovodní síť"]
["2003-11-24","2003-12-12","2004-01-02",null,null,"8309/03","ČEVAK a.s.","Obec Mydlovary","3102-626210-00581780-1/1","Rozvodný vodovodní řad Mydlovary",null,"změna rozhodnutím 12511/2016",null,null,null,null,null,"KUCBAWZ0DSAH"]
["2003-11-24","2003-12-12","2004-01-02",null,null,"8309/03","Vak JČ a.s.","Obec Mydlovary","3102-626210-00581780-1/2","Přívodní řad-od VŠ pro Zahájí-AŠ-obec",null,"zrušeno rozhodnutím 28558/2009",null,null,null,null,null,"KUCBAWZ0DSAH"]
["2016-01-19","2016-02-10","2016-02-27",null,null,"12511/2016","ČEVAK a.s.","Obec Mydlovary","3102-626210-00581780-3/1","Mydlovary - stoková síť do VKV",null,null,null,null,null,null,null,"KUCBAWZ0DSAH"]
["2003-11-24","2003-12-12","2004-01-02",null,null,"8310/03","ČEVAK a.s.","Obec Drahotěšice","3102-631833-00581267-1/1","Přívodní řad-od Radonice po Drahotěšice",null,"zrušeno 68786/2025",null,null,null,null,null,"KUCBAWZ0DSAH"]
["2003-11-24","2003-12-12","2004-01-02",null,null,"8310/03","ČEVAK a.s.","Obec Drahotěšice","3102-631833-00581267-1/2","Rozvodný vodovodní řad Drahotěšice",null,"zrušeno 68786/2025",null,null,null,null,null,"KUCBAWZ0DSAH"]
["2025-06-04","25.6.20205","2025-07-11",null,null,"68786/2025","ČEVAK a.s.","Obec Drahotěšice","3102-631833-00581267-1/1 ","Drahotěšice - vodovodní síť"]
["2003-11-24","2003-12-12","2004-01-02",null,null,"8311/03","ČEVAK a.s.","Obec Hůry","3102-649651-00581381-3/1","Stoková síť Hůry",null,null,null,null,null,null,null,"KUCBAWZ0DSAH"]
["2003-11-24","2003-12-12","2004-01-02",null,null,"8312/03","ČEVAK a.s.","Obec Soběnov","3106-751677-00665657-2/1","nové prameniště a objekt odkyselovacího zařízení pro Soběnov",null," zrušeno 99599/2024",null,null,null,null,null,"KUCBAWZ0DSAH"]
["2003-11-24","2003-12-12","2004-01-02",null,null,"8312/03","ČEVAK a.s.","Obec Soběnov","3106-751677-00665657-2/2","staré prameniště s VDJ 9 m3 pro Soběnov",null," zrušeno 99599/2024",null,null,null,null,null,"KUCBAWZ0DSAH"]
["2003-11-24","2003-12-12","2004-01-02",null,null,"8312/03","ČEVAK a.s.","Obec Soběnov","3106-751677-00665657-1/1"," Ř od 3 studní přes odkyselovací objekt do VDJ 150 m3 pro Soběnov",null," zrušeno 99599/2024",null,null,null,null,null,"KUCBAWZ0DSAH"]
["2003-11-24","2003-12-12","2004-01-02",null,null,"8312/03","ČEVAK a.s.","Obec Soběnov","3106-751677-00665657-1/2","PŘ od VDJ 150 m3 přes VDJ 9 m3 do vodoměrné šachty",null," zrušeno 99599/2024",null,null,null,null,null,"KUCBAWZ0DSAH"]
["2003-11-24","2003-12-12","2004-01-02",null,null,"8312/03","ČEVAK a.s.","Obec Soběnov","3106-751677-00665657-1/3","RVS – Soběnov (od vodoměrné šachty)",null," zrušeno 99599/2024",null,null,null,null,null,"KUCBAWZ0DSAH"]
["2024-08-16","2024-09-17","2024-10-04",null,null,"99599/2024","ČEVAK a.s.","Obec Soběnov","3106-751677-00665657-1/1","Soběnov - přív.řad: prameniště, odkyselení - VDJ Soběnov",null,null,"Kaplice","Soběnov","vodovod","Ing. Olga Štíchová"]
["2024-08-16","2024-09-17","2024-10-04",null,null,"99599/2024","ČEVAK a.s.","Obec Soběnov","3106-751677-00665657-1/2","Soběnov - vodovodní síť",null,null,"Kaplice","Soběnov","vodovod","Ing. Olga Štíchová"]
["2024-08-16","2024-09-17","2024-10-04",null,null,"99599/2024","ČEVAK a.s.","Obec Soběnov","3106-751677-00665657-1/3","Soběnov - Bída, Smrhov - vodovodní síť",null,null,"Kaplice","Soběnov","vodovod","Ing. Olga Štíchová"]
["2024-08-16","2024-09-17","2024-10-04",null,null,"99599/2024","ČEVAK a.s.","Obec Soběnov","3106-751677-00665657-2/3","Soběnov - Bída - odradonování",null,null,"Kaplice","Soběnov","vodovod","Ing. Olga Štíchová"]
["2024-08-16","2024-09-17","2024-10-04",null,null,"99599/2024","ČEVAK a.s.","Obec Soběnov","3106-751677-00665657-2/1","Soběnov - prameniště, odkyselení",null,null,"Kaplice","Soběnov","vodovod","Ing. Olga Štíchová"]
["2024-08-16","2024-09-17","2024-10-04",null,null,"99599/2024","ČEVAK a.s.","Obec Soběnov","3106-751677-00665657-2/2","Soběnov - odradonování",null,null,"Kaplice","Soběnov","vodovod","Ing. Olga Štíchová"]
["2024-08-16","2024-09-17","2024-10-04",null,null,"99599/2024","ČEVAK a.s.","Obec Soběnov","3106-751677-00665657-3/1","Soběnov - stoková síť",null,null,"Kaplice","Soběnov","kanalizace","Ing. Olga Štíchová"]
["2024-08-16","2024-09-17","2024-10-04",null,null,"99599/2024","ČEVAK a.s.","Obec Soběnov","3106-751677-00665657-4/1","Soběnov - ČOV",null,null,"Kaplice","Soběnov","kanalizace","Ing. Olga Štíchová"]
["2003-11-24","2003-12-12","2004-01-02",null,null,"8313/03","VaK JČ a.s.","Obec Mirkovice","3103-695319-00246000-1/1","RVS – Mirkovice (od odbočky z řadu VS JČ)",null,"zrušeno 54673/2023",null,null,null,null,null,"KUCBAWZ0DSAH"]
["2003-11-24","2003-12-12","2004-01-02",null,null,"8313/03","VaK JČ a.s.","Obec Mirkovice","3103-695297-00246000-1/1","PŘ od vod. šachty z řadu VSJČ do VDJ Chabičovice a zpět",null,"zrušeno 54673/2023",null,null,null,null,null,"KUCBAWZ0DSAH"]
["2003-11-24","2003-12-12","2004-01-02",null,null,"8313/03","VaK JČ a.s.","Obec Mirkovice","3103-695297-00246000-1/2","RVS – Chabičovice (od vodoměr. šachty)",null,"zrušeno 54673/2023",null,null,null,null,null,"KUCBAWZ0DSAH"]
["2003-11-24","2003-12-12","2004-01-02",null,null,"8313/03","VaK JČ a.s.","Obec Mirkovice","3103-695343-00246000-1/1","RVS - Žaltice",null,"zrušeno 54673/2023",null,null,null,null,null,"KUCBAWZ0DSAH"]
["2003-11-24","2003-12-12","2004-01-02",null,null,"8313/03","VaK JČ a.s.","Obec Mirkovice","3103-695319-00246000-3/1","stoková síť Mirkovice",null,"zrušeno 54673/2023",null,null,null,null,null,"KUCBAWZ0DSAH"]
["2003-11-24","2003-12-12","2004-01-02",null,null,"8313/03","VaK JČ a.s.","Obec Mirkovice","3103-695319-00246000-4/1","ČOV – Mirkovice",null,"zrušeno 54673/2023",null,null,null,null,null,"KUCBAWZ0DSAH"]
["2003-11-24","2003-12-12","2004-01-02",null,null,"8314/03","VaK JČ a.s.","Obec Světlík","3103-760625-00246166-2/1","zdroje –3x vrty ( z toho 2 připojeny) – pro Světlík",null,"zrušeno ke 31.12.2010 rozhodnutím 29404/2010",null,null,null,null,null,"KUCBAWZ0DSAH"]
["2003-11-24","2003-12-12","2004-01-02",null,null,"8314/03","VaK JČ a.s.","Obec Světlík","3103-760625-00246166-1/1","PŘ od jednotlivých vrtů HJ-2, HJ-4, HJ-6 do ČS – Světlík",null,"zrušeno ke 31.12.2010 rozhodnutím 29404/2010",null,null,null,null,null,"KUCBAWZ0DSAH"]
["2003-11-24","2003-12-12","2004-01-02",null,null,"8314/03","VaK JČ a.s.","Obec Světlík","3103-760625-00246166-1/2","PŘ od ČS do arm. šachty u VDJ 50+ 150 m3 – Světlík",null,"zrušeno ke 31.12.2010 rozhodnutím 29404/2010",null,null,null,null,null,"KUCBAWZ0DSAH"]
["2003-11-24","2003-12-12","2004-01-02",null,null,"8314/03","VaK JČ a.s.","Obec Světlík","3103-760625-00246166-1/3","RVS - Světlík",null,"zrušeno ke 31.12.2010 rozhodnutím 29404/2010",null,null,null,null,null,"KUCBAWZ0DSAH"]
["2003-11-24","2003-12-12","2004-01-02",null,null,"8304/03","ČEVAK a.s.","Obec Lipí","3102-684023-00245160-2/1","Prameniště Lipí",null,null,"České Budějovice","Lipí","vodovod",null,null,"KUCBAWZ0DSAH"]
["2003-11-24","2003-12-12","2004-01-02",null,null,"8304/03","ČEVAK a.s.","Obec Lipí","3102-684023-00245160-1/1","Přívodní řad-studna-VDJ Lipí- Lipí",null,null,"České Budějovice","Lipí","vodovod",null,null,"KUCBAWZ0DSAH"]
["2003-11-24","2003-12-12","2004-01-02",null,null,"8304/03","ČEVAK a.s.","Obec Lipí","3102-684023-00245160-1/2","Rozvodný vodovodní řad Lipí",null,null,"České Budějovice","Lipí","vodovod",null,null,"KUCBAWZ0DSAH"]
["2003-11-24","2003-12-12","2004-01-02",null,null,"8304/03","ČEVAK a.s.","Obec Lipí","3102-684007-00245160-1/1","Přiváděcí řad od Lipí po Kaliště",null,null,"České Budějovice","Lipí","vodovod",null,null,"KUCBAWZ0DSAH"]
["2003-11-24","2003-12-12","2004-01-02",null,null,"8304/03","ČEVAK a.s.","Obec Lipí","3102-684007-00245160-1/2","Rozvodný vodovodní řad Kaliště",null,null,"České Budějovice","Lipí","vodovod",null,null,"KUCBAWZ0DSAH"]
["2015-05-06","2015-06-01","2015-06-18",null,null,"35493/2015","ČEVAK a.s.","Obec Lipí","3102-684023-00245160-1/1","Lipí - přív. řad: prameniště Lipí - VDJ Lipí",null,null,"České Budějovice","Lipí","vodovod",null,null,"KUCBAWZ0DSAH"]
["2015-05-06","2015-06-01","2015-06-18",null,null,"35493/2015","ČEVAK a.s.","Obec Lipí","3102-684023-00245160-1/2","Lipí - přív. řad: ČSV Lipí - VDJ Lipí",null,null,"České Budějovice","Lipí","vodovod",null,null,"KUCBAWZ0DSAH"]
["2015-05-06","2015-06-01","2015-06-18",null,null,"35493/2015","ČEVAK a.s.","Obec Lipí","3102-684023-00245160-1/3","Lipí, Kaliště - vodovodní síť",null,null,"České Budějovice","Lipí","vodovod",null,null,"KUCBAWZ0DSAH"]
["2015-05-06","2015-06-01","2015-06-18",null,null,"35493/2015","ČEVAK a.s.","Obec Lipí","3102-785091-00245160-2/1","Lipí - prameniště",null,null,"České Budějovice","Lipí","vodovod",null,null,"KUCBAWZ0DSAH"]
["2018-11-12","2018-11-29","2018-12-15",null,null,"138676/2018","ČEVAK a.s.","Obec Lipí","3102-684023-00245160-3/1","Lipí – stoková síť",null,null,"České Budějovice","Lipí","kanalizace","Ing. Martin Kalač"]
["2018-11-12","2018-11-29","2018-12-15",null,null,"138676/2018","ČEVAK a.s.","Obec Lipí","3102-684007-00245160-3/1","Lipí - Kaliště u Lipí – stoková síť",null,null,"České Budějovice","Lipí","kanalizace","Ing. Martin Kalač"]
["2018-11-12","2018-11-29","2018-12-15",null,null,"138676/2018","ČEVAK a.s.","Obec Lipí","3102-684023-00245160-4/1","Lipí – ČOV",null,null,"České Budějovice","Lipí","kanalizace","Ing. Martin Kalač"]
["2007-04-19","2007-05-14","2007-05-31",null,null,"10768/2007","VaK JČ a.s.","Obec Lipí","3102-684023-00245160-3/1","Stoková síť Lipí",null,"zrušeno 138676/2018",null,null,null,null,null,"KUCBAWZ0DU4X"]
["2007-04-19","2007-05-14","2007-05-31",null,null,"10768/2007","VaK JČ a.s.","Obec Lipí","3102-684007-00245160-3/1","Stoková síť Kaliště u Lipí",null,"zrušeno 138676/2018",null,null,null,null,null,"KUCBAWZ0DU4X"]
["2003-11-24","2003-12-12","2004-01-02",null,null,"8305/03","ČEVAK a.s.","Obec Přísečná","3103-736147-00246107-1/1","RVS – Přísečná (od předávací vodoměrné šachty)",null,null,null,null,null,null,null,"KUCBAWZ0DSAH"]
["2003-11-24","2003-12-12","2004-01-02",null,null,"8306/03","ČEVAK a.s.","Obec Vitín","3102-782882-00581925-1/1","Přívodní řad – VDJ Ševětín – Vitín",null,"zrušeno 123755/2025",null,null,null,null,null,"KUCBAWZ0DSAH"]
["2003-11-24","2003-12-12","2004-01-02",null,null,"8306/03","ČEVAK a.s.","Obec Vitín","3102-782882-00581925-1/2","Rozvodný vodovodní řad Vitín",null,"zrušeno 123755/2025",null,null,null,null,null,"KUCBAWZ0DSAH"]
["2025-11-04","2025-12-09","2025-12-30",null,null,"123755/2025","ČEVAK a.s.","Obec Vitín","3102-782882-00581925-1/1","Vitín - vodovodní síť"]
["2003-11-20","2003-12-12","2004-01-02",null,null,"8207/03","VaK JČ a.s.","Obec Horní Stropnice","3113-644196-00244929-2/1","Vrt a studny Horní Stropnice",null,"zrušeno 2205/2021",null,null,null,null,null,"KUCBAWZ0DSAH"]
["2003-11-20","2003-12-12","2004-01-02",null,null,"8207/03","VaK JČ a.s.","Obec Horní Stropnice","3113-644196-00244929-1/2","Přiváděcí řad-vrt-VDJ Horní Stropnice",null,"zrušeno 2205/2021",null,null,null,null,null,"KUCBAWZ0DSAH"]
["2003-11-20","2003-12-12","2004-01-02",null,null,"8207/03","VaK JČ a.s.","Obec Horní Stropnice","3113-644196-00244929-1/1","Přiváděcí řad-studny-VDJ Horní Stropnice",null,"zrušeno 2205/2021",null,null,null,null,null,"KUCBAWZ0DSAH"]
["2003-11-20","2003-12-12","2004-01-02",null,null,"8207/03","VaK JČ a.s.","Obec Horní Stropnice","3113-644196-00244929-1/3","Rozvodný vodovodní řad Horní Stropnice",null,"zrušeno 2205/2021",null,null,null,null,null,"KUCBAWZ0DSAH"]
["2003-11-20","2003-12-12","2004-01-02",null,null,"8207/03","VaK JČ a.s.","Obec Horní Stropnice","3113-644188-00244929-2/1","Prameniště Hojná Voda",null,"zrušeno 2205/2021",null,null,null,null,null,"KUCBAWZ0DSAH"]
["2003-11-20","2003-12-12","2004-01-02",null,null,"8207/03","VaK JČ a.s.","Obec Horní Stropnice","3113-644188-00244929-1/1","Přiváděcí řad – studny – VDJ Hojná Voda",null,"zrušeno 2205/2021",null,null,null,null,null,"KUCBAWZ0DSAH"]
["2003-11-20","2003-12-12","2004-01-02",null,null,"8207/03","VaK JČ a.s.","Obec Horní Stropnice","3113-644188-00244929-1/2","Rozvodný vodovodní řad Hojná Voda",null,"zrušeno 2205/2021",null,null,null,null,null,"KUCBAWZ0DSAH"]
["2003-11-20","2003-12-12","2004-01-02",null,null,"8207/03","VaK JČ a.s.","Obec Horní Stropnice","3113-644170-00244929-1/1","Rozvodný vodovodní řad Dobrá Voda",null,"zrušeno 2205/2021",null,null,null,null,null,"KUCBAWZ0DSAH"]
["2003-11-20","2003-12-12","2004-01-02",null,null,"8207/03","VaK JČ a.s.","Obec Horní Stropnice","3113-644196-00244929-4/1","Čistírna odpadních vod Horní Stropnice",null,"zrušeno 2205/2021",null,null,null,null,null,"KUCBAWZ0DSAH"]
["2003-11-20","2003-12-12","2004-01-02",null,null,"8207/03","VaK JČ a.s.","Obec Horní Stropnice","3113-644196-00244929-3/1","Stoková síť Horní Stropnice",null,"zrušeno 2205/2021",null,null,null,null,null,"KUCBAWZ0DSAH"]
["2003-11-20","2003-12-12","2004-01-02",null,null,"8207/03","VaK JČ a.s.","Obec Horní Stropnice","3113-644188-00244929-3/1","Stoková síť Hojná Voda",null,"zrušeno 2205/2021",null,null,null,null,null,"KUCBAWZ0DSAH"]
["2003-11-20","2003-12-12","2004-01-02",null,null,"8207/03","VaK JČ a.s.","Obec Horní Stropnice","3113-644170-00244929-3/1","Stoková síť Dobrá Voda",null,"zrušeno 2205/2021",null,null,null,null,null,"KUCBAWZ0DSAH"]
["2003-11-20","2003-12-12","2004-01-02",null,null,"8208/03","ČEVAK a.s.","Obec Svatý Jan nad Malší","3113-760234-00245488-2/1","Jímání Svatý Ján nad Malší",null,null,"Trhové Sviny","Svatý Jan nad Malší","vodovod",null,null,"KUCBAWZ0DSAH"]
["2003-11-20","2003-12-12","2004-01-02",null,null,"8208/03","ČEVAK a.s.","Obec Svatý Jan nad Malší","3113-760234-00245488-1/1","Přiváděcí řad –Š Ločenice-ČS- VDJ Svatý Ján nad Malší ",null,null,"Trhové Sviny","Svatý Jan nad Malší","vodovod",null,null,"KUCBAWZ0DSAH"]
["2003-11-20","2003-12-12","2004-01-02",null,null,"8208/03","ČEVAK a.s.","Obec Svatý Jan nad Malší","3113-760234-00245488-1/2","Rozvodný vodovodní řad Svatý Ján nad Malší",null,null,"Trhové Sviny","Svatý Jan nad Malší","vodovod",null,null,"KUCBAWZ0DSAH"]
["2006-04-04","2006-05-16","2006-06-06",null,null,"11034/2006","ČEVAK a.s.","Obec Svatý Jan nad Malší","3113-760234-00245488-3/1","stoková síť Svatý Jan nad Malší",null,"změna 141843/2021","Trhové Sviny","Svatý Jan nad Malší","kanalizace","Ing. Martin Kalač",null,"KUCBAWZ0DTX3"]
["2006-04-04","2006-05-16","2006-06-06",null,null,"11034/2006","ČEVAK a.s.","Obec Svatý Jan nad Malší","3113-760234-00245488-4/1","ČOV Svatý Jan nad Malší",null,"změna 141843/2021","Trhové Sviny","Svatý Jan nad Malší","kanalizace","Ing. Martin Kalač",null,"KUCBAWZ0DTX3"]
["2021-12-21","2021-12-22","2022-01-04",null,null,"141843/2021","ČEVAK a.s.","Obec Svatý Jan nad Malší","3113-760226-00245488-3/1","Svatý Jan nad Malší - Sedlce - stoková síť",null,null,"Trhové Sviny","Svatý Jan nad Malší","kanalizace","Ing. Martin Kalač"]
["2021-12-21","2021-12-22","2022-01-04",null,null,"141843/2021","ČEVAK a.s.","Obec Svatý Jan nad Malší","3113-760226-00245488-3/1","Svatý Jan nad Malší - Sedlce ČOV",null,null,"Trhové Sviny","Svatý Jan nad Malší","kanalizace","Ing. Martin Kalač"]
["2003-12-03","2003-12-19","2004-01-14",null,null,"8577/03","Obec Brloh","Obec Brloh","3103-609846-00245801-1/1","RVS Brloh",null,"změna 8976/2012","Český Krumlov","Brloh","vodovod","Michal Valenta","podzemní","KUCBAWZ0DSAH"]
["2003-12-03","2003-12-19","2004-01-14",null,null,"8577/03","Obec Brloh","Obec Brloh","3103-609846-00245801-1/2","PŘ Jánské Údolí – VDJ Manka",null,"změna 8976/2012","Český Krumlov","Brloh","vodovod","Michal Valenta","podzemní","KUCBAWZ0DSAH"]
["2003-12-03","2003-12-19","2004-01-14",null,null,"8577/03","Obec Brloh","Obec Brloh","3103-609846-00245801-1/3","PŘ vrty HV1+HV3 – VDJ Manka",null,"změna 8976/2012","Český Krumlov","Brloh","vodovod","Michal Valenta","podzemní","KUCBAWZ0DSAH"]
["2003-12-03","2003-12-19","2004-01-14",null,null,"8577/03","Obec Brloh","Obec Brloh","3103-609846-00245801-1/4","PŘ VDJ Manka – obec Brloh",null,"změna 8976/2012","Český Krumlov","Brloh","vodovod","Michal Valenta","podzemní","KUCBAWZ0DSAH"]
["2003-12-03","2003-12-19","2004-01-14",null,null,"8577/03","Obec Brloh","Obec Brloh","3103-609846-00245801-1/5","PŘ U Ondřeje – obec Brloh",null,"změna 8976/2012","Český Krumlov","Brloh","vodovod","Michal Valenta","podzemní","KUCBAWZ0DSAH"]
["2003-12-03","2003-12-19","2004-01-14",null,null,"8577/03","Obec Brloh","Obec Brloh","3103-740624-00245801-1/1","RVS Rojšín",null,"změna 8976/2012","Český Krumlov","Brloh","vodovod","Michal Valenta","podzemní","KUCBAWZ0DSAH"]
["2003-12-03","2003-12-19","2004-01-14",null,null,"8577/03","Obec Brloh","Obec Brloh","3103-740608-00245801-1/1","PŘ zdroj – VDJ 4m3",null,"změna 8976/2012","Český Krumlov","Brloh","vodovod","Michal Valenta","podzemní","KUCBAWZ0DSAH"]
["2003-12-03","2003-12-19","2004-01-14",null,null,"8577/03","Obec Brloh","Obec Brloh","3103-740608-00245801-1/2","RVS Rychtářov",null,"změna 8976/2012","Český Krumlov","Brloh","vodovod","Michal Valenta","podzemní","KUCBAWZ0DSAH"]
["2003-12-03","2003-12-19","2004-01-14",null,null,"8577/03","Obec Brloh","Obec Brloh","3103-705471-00245801-1/1","PŘ studna – VDJ 25m3",null,"změna 8976/2012","Český Krumlov","Brloh","vodovod","Michal Valenta","podzemní","KUCBAWZ0DSAH"]
["2003-12-03","2003-12-19","2004-01-14",null,null,"8577/03","Obec Brloh","Obec Brloh","3103-705471-00245801-1/2","RVS Jaronín",null,"změna 8976/2012","Český Krumlov","Brloh","vodovod","Michal Valenta","podzemní","KUCBAWZ0DSAH"]
["2003-12-03","2003-12-19","2004-01-14",null,null,"8577/03","Obec Brloh","Obec Brloh","3103-609846-00245801-3/2","PŘ stoka“A“ na ČOV",null,"změna 8976/2012","Český Krumlov","Brloh","kanalizace","Michal Valenta",null,"KUCBAWZ0DSAH"]
["2003-12-03","2003-12-19","2004-01-14",null,null,"8577/03","Obec Brloh","Obec Brloh","3103-609846-00245801-3/1","KS Brloh",null,"změna 8976/2012","Český Krumlov","Brloh","kanalizace","Michal Valenta",null,"KUCBAWZ0DSAH"]
["2003-12-03","2003-12-19","2004-01-14",null,null,"8577/03","Obec Brloh","Obec Brloh","3103-609846-00245801-4/1","ČOV Brloh",null,"změna 8976/2012","Český Krumlov","Brloh","kanalizace","Michal Valenta",null,"KUCBAWZ0DSAH"]
["2003-12-03","2003-12-19","2004-01-08",null,null,"8576/03","Obec Červený Hrádek","Obec Červený Hrádek",null,"Vodovod Červený Hrádek",null,"změna  č.603  č.j. 234/2006","Dačice","Červený hrádek","vodovod","Zdeněk Nosek","podzemní","KUCBAWZ0DSAH"]
["2003-12-03","2003-12-19","2004-01-08",null,null,"8576/03","Obec Červený Hrádek","Obec Červený Hrádek",null,"Kanalizace Červený Hrádek",null,"změna  č.603  č.j. 234/2006","Dačice","Červený hrádek","kanalizace","Zdeněk Nosek",null,"KUCBAWZ0DSAH"]
["2003-12-11","2003-12-19","2004-01-14","              ",null,"8803/03","Obec Hoslovice","Obec Hoslovice","3111-645559-00251216-1/1","PŘ ČS – obec Hoslovice",null,"změna 45761/2011","Strakonice","Hoslovice","vodovod","Petr Beran","podzemní","KUCBAWZ0DSAH"]
["2003-12-11","2003-12-19","2004-01-14",null,null,"8803/03","Obec Hoslovice","Obec Hoslovice","3111-645559-00251216-1/2","RVS Hoslovice",null,"změna 45761/2011","Strakonice","Hoslovice","vodovod","Petr Beran","podzemní","KUCBAWZ0DSAH"]
["2003-12-11","2003-12-19","2004-01-14",null,null,"8803/03","Obec Hoslovice","Obec Hoslovice","3111-645541-00251216-1/1","PŘ ČS – osada Hodějov",null,"změna 45761/2011","Strakonice","Strakonice","vodovod","Petr Beran","podzemní","KUCBAWZ0DSAH"]
["2003-12-11","2003-12-19","2004-01-14",null,null,"8803/03","Obec Hoslovice","Obec Hoslovice","3111-645541-00251216-1/2","RVS Hodějov",null,"změna 45761/2011","Strakonice","Hoslovice","vodovod","Petr Beran","podzemní","KUCBAWZ0DSAH"]
["2003-12-11","2003-12-19","2004-01-14",null,null,"8803/03","Obec Hoslovice","Obec Hoslovice","3111-645559-00251216-3/1","KS Hodějov",null,"změna 45761/2011","Strakonice","Hoslovice","kanalizace","Petr Beran",null,"KUCBAWZ0DSAH"]
["2003-12-11","2003-12-19","2004-01-14",null,null,"8803/03","Obec Hoslovice","Obec Hoslovice","3111-645541-00251216-3/1","KS Hodějov",null,"změna 45761/2011","Strakonice","Hoslovice","kanalizace","Petr Beran",null,"KUCBAWZ0DSAH"]
["2003-12-16","2003-12-19","2004-01-07",null,null,"9006/03","Obec Drážov","Obec Drážov","3111-632279-00251143-1/1","PŘ vrty D1 a D2 do VDJ 50m3",null,"změna 44295/2011","Strakonice","Drážov","vodovod","Petr Beran","podzemní","KUCBAWZ0DSAH"]
["2003-12-16","2003-12-19","2004-01-07",null,null,"9006/03","Obec Drážov","Obec Drážov","3111-632279-00251143-1/2","RVS Drážov",null,"změna 44295/2011","Strakonice","Drážov","vodovod","Petr Beran","podzemní","KUCBAWZ0DSAH"]
["2003-12-16","2003-12-19","2004-01-07",null,null,"9006/03","Obec Drážov","Obec Drážov","3111-632279-00251143-2/1","ÚV Drážov",null,"změna 44295/2011","Strakonice","Drážov","vodovod","Petr Beran","podzemní","KUCBAWZ0DSAH"]
["2003-12-16","2003-12-19","2004-01-07",null,null,"9006/03","Obec Drážov","Obec Drážov","3111-632279-00251143-3/1","KS Drážov",null,"změna 44295/2011","Strakonice","Drážov","kanalizace","Petr Beran",null,"KUCBAWZ0DSAH"]
["2003-12-16","2003-12-19","2004-01-07",null,null,"9006/03","Obec Drážov","Obec Drážov","3111-632295-00251143-3/1","KS Zálesí",null,"změna 44295/2011","Strakonice","Drážov","kanalizace","Petr Beran",null,"KUCBAWZ0DSAH"]
["2003-11-11","2004-11-30","2004-12-22","2004-01-06",null,"7981/03","Obec Kvítkovice","Obec Kvítkovice","3102-684015-00581593-1/1","Vodovod Kvítkovice",null,"změna 220/2012, 120922/2020, 43338/2022","České Budějovice","Kvítkovice","vodovod","Ing. Ludvík Čermák",null,"KUCBAWZ0DSAH"]
["2020-09-29","2020-10-21","2020-11-15",null,null,"120922/2020","Obec Kvítkovice","Obec Kvítkovice","3102-684015-00581593-3/1","Kanalizace Kvítkovice",null,"změna 43338/2022","České Budějovice","Kvítkovice","kanalizace","Ing. Ludvík Čermák"]
["2022-04-06","2022-05-17","2022-06-08",null,null,"43338/2022","Obec Kvítkovice","Obec Kvítkovice","3102-684015-00581593-2/1","Vrty VH1 a VH2",null,null,"České Budějovice","Kvítkovice","vodovod","Ing. Ludvík Čermák"]
["2003-12-03","2004-02-02","2004-02-21",null,null,"8589/03","Jihostav s.r.o.","(obec Strážkovice)","3102-756598-00245461-1/1","Vodovod Strážkovice","ČB","zrušeno č.j. KUJCK/8255/2008, nově KUJCK/8258/2008","České Budějovice","Strážkovice","vodovod","Jiří Hnetila","předávaná voda","KUCBAWZ0DSC7"]
["2003-12-08","2003-12-22","2004-01-14",null,null,"8721/03","VaK JČ a.s.","Město Mirotice","3108-695505-00249840-3/1","KS Mirotice",null,"změna 7725/2014, změna 130282/2021, zrušeno 136775/2022",null,null,null,null,null,"KUCBAWZ0DSC7"]
["2003-12-08","2003-12-22","2004-01-14",null,null,"8721/03","VaK JČ a.s.","Město Mirotice","3108-695505-00249840-1/2","RVS Mirotice",null,"změna 7725/2014, zrušeno 130282/2021",null,null,null,null,null,"KUCBAWZ0DSC7"]
["2003-12-08","2003-12-22","2004-01-14",null,null,"8721/03","VaK JČ a.s.","Město Mirotice","3108-695505-00249840-1/1","PŘ VDJ Strážovice-Mirotice",null,"změna 7725/2014, zrušeno 130282/2021",null,null,null,null,null,"KUCBAWZ0DSC7"]
["2003-12-08","2003-12-22","2004-01-14",null,null,"8721/03","VaK JČ a.s.","Město Mirotice","3108-695491-00249840-1/1","PŘ vrty-ČS Lučkovice",null,"změna 7725/2014, zrušeno 130282/2021",null,null,null,null,null,"KUCBAWZ0DSC7"]
["2003-12-08","2003-12-22","2004-01-14",null,null,"8721/03","VaK JČ a.s.","Město Mirotice","3108-856857-00249840-1/1","PŘ ČS Lučkovice - VDJ Strážovice",null,"zrušeno 7725/2014",null,null,null,null,null,"KUCBAWZ0DSC7"]
["2014-01-22","2014-04-10","2014-04-30",null,null,"7725/2014","ČEVAK a.s.","Město Mirotice","3108-695505-00249840-3/2","Mirotice KS napojena na ČOV Za Truhlárnou",null,"změna 130282/2021, zrušeno 136775/2022",null,null,null,null,null,"KUCBAWZ0DSC7"]
["2014-01-22","2014-04-10","2014-04-30",null,null,"7725/2014","ČEVAK a.s.","Město Mirotice","3108-695505-00249840-4/1","ČOV Mirotice",null,"změna 130282/2021, změna 136775/2022, změna 13797/2024",null,null,null,null,null,"KUCBAWZ0DSC7"]
["2014-01-22","2014-04-10","2014-04-30",null,null,"7725/2014","ČEVAK a.s.","Město Mirotice","3108-695505-00249840-2/1","Mirotice - prameniště Lučkovice  - vrty 1-6, prameniště Boudy",null,"zrušeno 130282/2021",null,null,null,null,null,"KUCBAWZ0DSC7"]
["2014-01-22","2014-04-10","2014-04-30",null,null,"7725/2014","ČEVAK a.s.","Město Mirotice","3108-756857-00249840-1/1","PŘ ČS Lučkovice - VDJ Strážovice",null,"zrušeno 130282/2021",null,null,null,null,null,"KUCBAWZ0DSC7"]
["2021-11-24","2021-11-04","2021-12-31",null,null,"130282/2021","ČEVAK a.s.","Město Mirotice","3108-695505-00249840-1/1","Mirotice - vodovodní síť",null,"změna 136775/2022, změna 13797/2024"]
["2022-11-11","2022-11-30","2022-12-16",null,null,"136775/2022","ČEVAK a.s.","Město Mirotice","3108-695505-00249840-3/1","Mirotice -stoková síť",null,"změna 13797/2024"]
["2024-01-25","2024-02-26","2024-03-13",null,null,"13797/2024","ČEVAK a.s.","Město Mirotice","3108-617601-00249840-1/1","Mirotice – Strážovice, Radobytce – vodovodní síť"]
["2024-01-25","2024-02-26","2024-03-13",null,null,"13797/2024","ČEVAK a.s.","Město Mirotice","3108-756831-00249840-1/1","Mirotice – Jarotice, Bořice – vodovodní síť"]
["2003-12-08","2003-12-22","2004-01-14",null,null,"8720/03","ČEVAK a.s.","Obec Bernartice","3107-602663-00249530-4/1","ČOV Bernartice",null,null,null,null,null,null,null,"KUCBAWZ0DSC7"]
["2003-12-08","2003-12-22","2004-01-14",null,null,"8720/03","ČEVAK a.s.","Obec Bernartice","3107-602663-00249530-3/1","KS Bernartice",null,null,null,null,null,null,null,"KUCBAWZ0DSC7"]
["2003-12-08","2003-12-22","2004-01-14",null,null,"8720/03","ČEVAK a.s.","Obec Bernartice","3107-602663-00249530-1/1","RVS Bernartice",null,null,null,null,null,null,null,"KUCBAWZ0DSC7"]
["2003-12-08","2003-12-22","2004-01-14",null,null,"8720/03","ČEVAK a.s.","Obec Bernartice","3107-602663-00249530-1/2","PŘ z VDJ Hodušín do Bernartic",null,null,null,null,null,null,null,"KUCBAWZ0DSC7"]
["2003-12-08","2003-12-22","2004-01-14",null,null,"8720/03","ČEVAK a.s.","Obec Bernartice","3107-791431-00249530-1/1","RVS Srlín",null,null,null,null,null,null,null,"KUCBAWZ0DSC7"]
["2003-12-08","2003-12-22","2004-01-14",null,null,"8720/03","ČEVAK a.s.","Obec Bernartice","3107-791431-00249530-1/2","PŘ Zběšičky – Srlín",null,null,null,null,null,null,null,"KUCBAWZ0DSC7"]
["2003-12-08","2003-12-22","2004-01-14",null,null,"8719/03","VaK JČ a.s.","Obec Radomyšl","3111-738221-00251721-1/2","RVS RADOMYŠL",null,"změna 68738/2018, zrušeno 123533/2020",null,null,null,null,null,"KUCBAWZ0DSC7"]
["2003-12-08","2003-12-22","2004-01-14",null,null,"8719/03","VaK JČ a.s.","Obec Radomyšl","3111-738221-00251721-1/1","PŘ I    OD VRTŮ HV1, HV2-ÚV",null,"změna 68738/2018, zrušeno 123533/2020",null,null,null,null,null,"KUCBAWZ0DSC7"]
["2003-12-08","2003-12-22","2004-01-14",null,null,"8719/03","VaK JČ a.s.","Obec Radomyšl","3111-738221-00251721-1/3","PŘ II   OD VRTU S1-ÚV",null,"změna 68738/2018, zrušeno 123533/2020",null,null,null,null,null,"KUCBAWZ0DSC7"]
["2003-12-08","2003-12-22","2004-01-14",null,null,"8719/03","VaK JČ a.s.","Obec Radomyšl","3111-738221-00251721-1/4","PŘ III  OD VRTU  Ra3-ÚV",null,"změna 68738/2018, zrušeno 123533/2020",null,null,null,null,null,"KUCBAWZ0DSC7"]
["2003-12-08","2003-12-22","2004-01-14",null,null,"8719/03","VaK JČ a.s.","Obec Radomyšl","3111-738221-00251721-1/5","PŘ IV  ÚV RADOMYŠL-VDJ  RADOMYŠL",null,"změna 68738/2018, zrušeno 123533/2020",null,null,null,null,null,"KUCBAWZ0DSC7"]
["2003-12-08","2003-12-22","2004-01-14",null,null,"8719/03","VaK JČ a.s.","Obec Radomyšl","3111-738221-00251721-2/1","ÚV RADOMYŠL",null,"změna 68738/2018, zrušeno 123533/2020",null,null,null,null,null,"KUCBAWZ0DSC7"]
["2018-03-13","2018-04-11","2018-04-28",null,null,"36329/2018","ČEVAK a.s.","Obec Radomyšl","3111-738221-00251721-3/1","Radomyšl - stoková síť",null,"změna 68738/2018,  123533/2020, změna 39371/2025",null,null,null,null,null,"KUCBAWZ0DSC7"]
["2018-03-13","2018-04-11","2018-04-28",null,null,"36329/2018","ČEVAK a.s.","Obec Radomyšl","3111-738221-00251721-4/1","Radomyšl ČOV",null,"změna 68738/2018,  123533/2020, změna 39371/2025",null,null,null,null,null,"KUCBAWZ0DSC7"]
["2018-05-22","2018-06-14","2018-06-30",null,null,"68738/2018","ČEVAK a.s.","Obec Radomyšl","3111-738212-00251721-3/1","Radomyšl - stoková síť Leskovice",null,"změna 123533/2020, změna 39371/2025",null,null,null,null,null,"KUCBAWZ0DSC7"]
["2020-10-05","2020-10-23","2020-11-11",null,null,"123533/2020","ČEVAK a.s.","Obec Radomyšl","3111-738221-00251721-2/1","Radomyšl ÚV",null,"zrušeno 39371/2025"]
["2020-10-05","2020-10-23","2020-11-11",null,null,"123533/2020","ČEVAK a.s.","Obec Radomyšl","3111-738221-00251721-1/2","Radomyšl - Přív. řad: vrty RA4, RA5 - ÚV",null,"zrušeno 39371/2025"]
["2020-10-05","2020-10-23","2020-11-11",null,null,"123533/2020","ČEVAK a.s.","Obec Radomyšl","3111-738221-00251721-1/1","Radomyšl - Přív. řad: vrt S1 - ÚV",null,"zrušeno 39371/2025"]
["2020-10-05","2020-10-23","2020-11-11",null,null,"123533/2020","ČEVAK a.s.","Obec Radomyšl","3111-738221-00251721-1/3","Radomyšl - Přív.řad: ÚV - VDJ",null,"zrušeno 39371/2025"]
["2020-10-05","2020-10-23","2020-11-11",null,null,"123533/2020","ČEVAK a.s.","Obec Radomyšl","3111-738221-00251721-1/4","Radomyšl - vodovodní síť",null,"zrušeno 39371/2025"]
["2025-03-25","2025-04-11","2025-05-01",null,null,"39371/2025","ČEVAK a.s.","Obec Radomyšl","3111-738221-00251721-2/1 ","Radomyšl – vrt S1"]
["2025-03-25","2025-04-11","2025-05-01",null,null,"39371/2025","ČEVAK a.s.","Obec Radomyšl","3111-738221-00251721-1/2 ","Radomyšl - přív. řad: vrt S1 – ÚV Radomyšl "]
["2025-03-25","2025-04-11","2025-05-01",null,null,"39371/2025","ČEVAK a.s.","Obec Radomyšl","3111-738221-00251721-1/1 ","Radomyšl – vodovodní síť"]
["2003-12-08","2003-12-22","2004-01-14",null,null,"8718/03","VaK JČ a.s.","Obec Čížová","3108-624209-00249602-1/1","PŘ Písek – Čížová",null,"změna 36532/2014, zrušeno 112779/2021",null,null,null,null,null,"KUCBAWZ0DSC7"]
["2003-12-08","2003-12-22","2004-01-14",null,null,"8718/03","VaK JČ a.s.","Obec Čížová","3108-624209-00249602-1/2","RVS Čížová",null,"změna 36532/2014, zrušeno 112779/2021",null,null,null,null,null,"KUCBAWZ0DSC7"]
["2003-12-08","2003-12-22","2004-01-14",null,null,"8718/03","VaK JČ a.s.","Obec Čížová","3108-624209-00249602-3/1","KS Čížová",null,"změna 36532/2014, zrušeno 112779/2021",null,null,null,null,null,"KUCBAWZ0DSC7"]
["2014-05-16","2014-05-30","2014-06-17",null,null,"30635/2014","ČEVAK a.s.","Obec Čížová","3108-624195-00249602-4/1","ČOV Nová Ves",null,"změna 36532/2014, zrušeno 112779/2021",null,null,null,null,null,"KUCBAWZ0DSC7"]
["2014-05-16","2014-05-30","2014-06-17",null,null,"30635/2014","ČEVAK a.s.","Obec Čížová","3108-767743-00249602-4/1","ČOV Topělec",null,"změna 36532/2014, zrušeno 112779/2021",null,null,null,null,null,"KUCBAWZ0DSC7"]
["2014-06-11","2014-07-07","2014-07-24",null,null,"36532/2014","ČEVAK a.s.","Obec Čížová","3108-767743-00249602-3/1","Čížová  - stoková síť napojená na ČOV Topělec",null,"změna 112779/2021, zrušeno 87655/2024",null,null,null,null,null,"KUCBAWZ0DSC7"]
["2014-06-11","2014-07-07","2014-07-24",null,null,"36532/2014","ČEVAK a.s.","Obec Čížová","3108-624195-00249602-3/1","Čížová  - stoková síť napojená na ČOV Nová Ves",null,"změna 112779/2021, zrušeno 87655/2024",null,null,null,null,null,"KUCBAWZ0DSC7"]
["2021-10-12","2021-11-05","2021-11-23",null,null,"112779/2021","ČEVAK a.s.","Obec Čížová","3108-624209-00249602-1/1","Čížová, Topělec, Krašovice, Zlivice, Bošovice, Nová Ves - vodovodní síť",null,"změna 87655/2024"]
["2021-10-12","2021-11-05","2021-11-23",null,null,"112779/2021","ČEVAK a.s.","Obec Čížová","3108-624209-00249602-3/1","Čížová, Zlivice - stoková síť",null,"zrušeno 87655/2024"]
["2021-10-12","2021-11-05","2021-11-23",null,null,"112779/2021","ČEVAK a.s.","Obec Čížová","3108-767743-00249602-4/1","Čížová - ČOV Topělec",null,"změna 87655/2024"]
["2021-10-12","2021-11-05","2021-11-23",null,null,"112779/2021","ČEVAK a.s.","Obec Čížová","3108-624195-00249602-4/1","Čížová - ČOV Nová Ves",null,"zrušeno 87655/2024"]
["2024-07-16","2024-08-02","2024-08-20",null,null,"87655/2024","ČEVAK a.s.","Obec Čížová","3108-624209-00249602-3/1 ","Čížová, Zlivice, Nová Ves - stoková síť"]
["2024-07-16","2024-08-02","2024-08-20",null,null,"87655/2024","ČEVAK a.s.","Obec Čížová","3108-767743-00249602-3/1 ","Čížová – Topělec stoková síť"]
["2024-07-16","2024-08-02","2024-08-20",null,null,"87655/2024","ČEVAK a.s.","Obec Čížová","3108-624195-00249602-4/1 ","Čížová - ČOV Čížová"]
["2003-12-08","2003-12-22","2004-01-14",null,null," 8717/03","ČEVAK a.s.","Obec Čestice","3111-623296-00251089-1/1","PŘ ZDROJE – RVS ČESTICE",null,null,null,null,null,null,null,"KUCBAWZ0DSC7"]
["2003-12-08","2003-12-22","2004-01-14",null,null," 8717/03","ČEVAK a.s.","Obec Čestice","3111-623296-00251089-1/2","RVS ČESTICE",null,null,null,null,null,null,null,"KUCBAWZ0DSC7"]
["2003-12-08","2003-12-22","2004-01-14",null,null," 8717/03","ČEVAK a.s.","Obec Čestice","3111-623296-00251089-2/1","VRTY  Č3, Č3(2), vrt neoznačen",null,null,null,null,null,null,null,"KUCBAWZ0DSC7"]
["2003-12-08","2003-12-22","2004-01-14",null,null," 8717/03","ČEVAK a.s.","Obec Čestice","3111-623296-00251089-3/1","STOKOVÁ SÍŤ ČESTICE",null,null,null,null,null,null,null,"KUCBAWZ0DSC7"]
["2003-12-08","2003-12-22","2004-01-14",null,null," 8717/03","ČEVAK a.s.","Obec Čestice","3111-623296-00251089-4/1","ČOV  ČESTICE",null,null,null,null,null,null,null,"KUCBAWZ0DSC7"]
["2003-12-08","2003-12-22","2004-01-14",null,null,"8716/03","ČEVAK a.s.","Obec Bělčice","3101-601870-00250953-1/1","RVS BĚLČICE",null,null,null,null,null,null,null,"KUCBAWZ0DSC7"]
["2003-12-08","2003-12-22","2004-01-14",null,null,"8716/03","ČEVAK a.s.","Obec Bělčice","3101-601870-00250953-1/2","PŘ II STUDNY S1, S2 – RVS  BĚLČICE",null,null,null,null,null,null,null,"KUCBAWZ0DSC7"]
["2003-12-08","2003-12-22","2004-01-14",null,null,"8716/03","ČEVAK a.s.","Obec Bělčice","3101-601870-00250953-1/3","PŘ I VRTY B3,B5–VDJ  Bělčice ( 250 m3)",null,null,null,null,null,null,null,"KUCBAWZ0DSC7"]
["2003-12-08","2003-12-22","2004-01-14",null,null,"8716/03","ČEVAK a.s.","Obec Bělčice","3101-601870-00250953-2/1","VDJ  BĚLČICE (250 m3)- odradonování",null,null,null,null,null,null,null,"KUCBAWZ0DSC7"]
["2003-12-08","2003-12-22","2004-01-14",null,null,"8716/03","ČEVAK a.s.","Obec Bělčice","3101-601870-00250953-2/2","STUDNY  S1, S2",null,null,null,null,null,null,null,"KUCBAWZ0DSC7"]
["2003-12-08","2003-12-22","2004-01-14",null,null,"8716/03","ČEVAK a.s.","Obec Bělčice","3101-601870-00250953-3/1","STOKOVÁ SÍŤ BĚLČICE",null,null,null,null,null,null,null,"KUCBAWZ0DSC7"]
["2003-12-08","2003-12-22","2004-01-14",null,null,"8716/03","ČEVAK a.s.","Obec Bělčice","3101-601870-00250953-4/1","ČOV  BĚLČICE",null,null,null,null,null,null,null,"KUCBAWZ0DSC7"]
["2003-12-08","2003-12-22","2004-01-14",null,null,"8715/03","VaK JČ a.s.","Obec Cehnice","3111-617393-00251038-1/1","RVS CEHNICE",null,"zrušeno 64869/2013",null,null,null,null,null,"KUCBAWZ0DSC7"]
["2003-12-08","2003-12-22","2004-01-14",null,null,"8715/03","VaK JČ a.s.","Obec Cehnice","3111-617393-00251038-1/2","DŘ VSJČ – VDJ CEHNICE",null,"zrušeno 64869/2013",null,null,null,null,null,"KUCBAWZ0DSC7"]
["2003-12-08","2003-12-22","2004-01-14",null,null,"8715/03","VaK JČ a.s.","Obec Cehnice","3111-633844-00251038-1/1","PŘ   (ČS – VDJ DUNOVICE)",null,"zrušeno 64869/2013",null,null,null,null,null,"KUCBAWZ0DSC7"]
["2003-12-08","2003-12-22","2004-01-14",null,null,"8715/03","VaK JČ a.s.","Obec Cehnice","3111-633844-00251038-1/2","RVS DUNOVICE",null,"zrušeno 64869/2013",null,null,null,null,null,"KUCBAWZ0DSC7"]
["2003-12-08","2003-12-22","2004-01-14",null,null,"8715/03","VaK JČ a.s.","Obec Cehnice","3111-617393-00251038-1/3","PŘ   ČS-VDJ  CEHNICE",null,"zrušeno 64869/2013",null,null,null,null,null,"KUCBAWZ0DSC7"]
["2003-12-08","2003-12-22","2004-01-14",null,null,"8715/03","VaK JČ a.s.","Obec Cehnice","3111-617393-00251038-2/3","VRTY CEHNICE HV1, HV2, HV4",null,"zrušeno 64869/2013",null,null,null,null,null,"KUCBAWZ0DSC7"]
["2003-12-08","2003-12-22","2004-01-14",null,null,"8715/03","VaK JČ a.s.","Obec Cehnice","3111-633844-00251038-2/1","ČS DUNOVICE",null,"zrušeno 64869/2013",null,null,null,null,null,"KUCBAWZ0DSC7"]
["2003-12-08","2003-12-22","2004-01-14",null,null,"8715/03","VaK JČ a.s.","Obec Cehnice","3111-617393-00251038-2/1","ČS CEHNICE ",null,"zrušeno 64869/2013",null,null,null,null,null,"KUCBAWZ0DSC7"]
["2003-12-17","2003-12-22","2004-01-14",null,null,"9029/03","VaK JČ a.s.","Obec Jinín","3111-660710-00477435-1/1","PŘ I ZÁŘEZY- ODKYSEL.STANICE",null,"zrušeno 149650/2016",null,null,null,null,null,"KUCBAWZ0DSC7"]
["2003-12-17","2003-12-22","2004-01-14",null,null,"9029/03","VaK JČ a.s.","Obec Jinín","3111-660710-00477435-2/1","VDJ JINÍN +OD.STANICE",null,"zrušeno 149650/2016",null,null,null,null,null,"KUCBAWZ0DSC7"]
["2003-12-17","2003-12-22","2004-01-14",null,null,"9029/03","VaK JČ a.s.","Obec Jinín","3111-660710-00477435-2/2","ČS JINÍN",null,"zrušeno 149650/2016",null,null,null,null,null,"KUCBAWZ0DSC7"]
["2003-12-17","2003-12-22","2004-01-14",null,null,"9029/03","ČEVAK a.s.","Obec Jinín","3111-660710-00477435-1/2","PŘ II OD.STANICE – VDJ  JINÍN",null,"změna 149650/2016, zrušeno 106716/2024",null,null,null,null,null,"KUCBAWZ0DSC7"]
["2003-12-17","2003-12-22","2004-01-14",null,null,"9029/03","ČEVAK a.s.","Obec Jinín","3111-660710-00477435-1/3","RVS  JINÍN",null,"změna 149650/2016, zrušeno 106716/2024",null,null,null,null,null,"KUCBAWZ0DSC7"]
["2016-11-16","2016-12-12","2016-12-30",null,null,"149650/2016","ČEVAK a.s.","Obec Jinín","3111-660736-00477435-1/1","Jinín PŘ I Jímací zářezy - odkyselovací jímka",null,"zrušeno 106716/2024",null,null,null,null,null,"KUCBAWZ0DSC7"]
["2016-11-16","2016-12-12","2016-12-30",null,null,"149650/2016","ČEVAK a.s.","Obec Jinín","3111-660736-00477435-2/1","Jinín, prameniště, odkyselovací jímka",null,"zrušeno 106716/2024",null,null,null,null,null,"KUCBAWZ0DSC7"]
["2024-09-04","2024-10-14","2024-10-31",null,null,"106716/2024","ČEVAK a.s.","Obec Jinín","3111-660736-00477435-1/1","Jinín - přív. řad: jímací zářezy - odkyselovací jímka"]
["2024-09-04","2024-10-14","2024-10-31",null,null,"106716/2024","ČEVAK a.s.","Obec Jinín","3111-660736-00477435-2/1","Jinín - prameniště - odkyselení"]
["2024-09-04","2024-10-14","2024-10-31",null,null,"106716/2024","ČEVAK a.s.","Obec Jinín","3111-660710-00477435-1/1","Jinín - vodovodní síť"]
["2003-12-17","2003-12-22","2004-01-14",null,null,"9028/03","VaK JČ a.s.","Obec Sedlice","3101-746894-00251755-2/1","VDJ SEDLICE",null,"Zrušeno 3205/2017",null,null,null,null,null,"KUCBAWZ0DSC7"]
["2003-12-17","2003-12-22","2004-01-14",null,null,"9028/03","VaK JČ a.s.","Obec Sedlice","3101-700495-00251755-2/1","ČS HOLUŠICE (dáv. čerpadlo)",null,"Zrušeno 3205/2017",null,null,null,null,null,"KUCBAWZ0DSC7"]
["2003-12-17","2003-12-22","2004-01-14",null,null,"9028/03","VaK JČ a.s.","Obec Sedlice","3101-700509-00251755-2/1","VDJ MUŽETICE",null,"Zrušeno 3205/2017",null,null,null,null,null,"KUCBAWZ0DSC7"]
["2003-12-17","2003-12-22","2004-01-14",null,null,"9028/03","VaK JČ a.s.","Obec Sedlice","3101-700509-00251755-2/2","VRT  S2 - nenapojena",null,"Zrušeno 3205/2017",null,null,null,null,null,"KUCBAWZ0DSC7"]
["2003-12-17","2003-12-22","2004-01-14",null,null,"9028/03","ČEVAK a.s.","Obec Sedlice","3101-746894-00251755-1/1","PŘ SEDLICE ( zdroje – VDJ)",null,"změna 3205/2017, zrušeno 87535/2024",null,null,null,null,null,"KUCBAWZ0DSC7"]
["2003-12-17","2003-12-22","2004-01-14",null,null,"9028/03","ČEVAK a.s.","Obec Sedlice","3101-746894-00251755-1/2","RVS SEDLICE",null,"změna 3205/2017, zrušeno 87535/2024",null,null,null,null,null,"KUCBAWZ0DSC7"]
["2003-12-17","2003-12-22","2004-01-14",null,null,"9028/03","ČEVAK a.s.","Obec Sedlice","3101-700509-00251755-1/1","PR I   VRT S1 – ČS MUŽETICE",null,"změna 3205/2017, zrušeno 87535/2024",null,null,null,null,null,"KUCBAWZ0DSC7"]
["2003-12-17","2003-12-22","2004-01-14",null,null,"9028/03","ČEVAK a.s.","Obec Sedlice","3101-700509-00251755-1/2","PŘ II  ČS – VDJ MUŽETICE",null,"změna 3205/2017, zrušeno 87535/2024",null,null,null,null,null,"KUCBAWZ0DSC7"]
["2003-12-17","2003-12-22","2004-01-14",null,null,"9028/03","ČEVAK a.s.","Obec Sedlice","3101-700509-00251755-1/3","RVS MUŽETICE",null,"změna 3205/2017, zrušeno 87535/2024",null,null,null,null,null,"KUCBAWZ0DSC7"]
["2003-12-17","2003-12-22","2004-01-14",null,null,"9028/03","ČEVAK a.s.","Obec Sedlice","3101-700495-00251755-1/1","RVS HOLUŠICE",null,"změna 3205/2017, zrušeno 87535/2024",null,null,null,null,null,"KUCBAWZ0DSC7"]
["2003-12-17","2003-12-22","2004-01-14",null,null,"9028/03","ČEVAK a.s.","Obec Sedlice","3101-746894-00251755-3/1","STOKOVÁ SÍŤ SEDLICE",null,"změna 3205/2017, zrušeno 87535/2024",null,null,null,null,null,"KUCBAWZ0DSC7"]
["2003-12-17","2003-12-22","2004-01-14",null,null,"9028/03","ČEVAK a.s.","Obec Sedlice","3101-746894-00251755-4/1","ČOV SEDLICE",null,"změna 3205/2017, zrušeno 87535/2024",null,null,null,null,null,"KUCBAWZ0DSC7"]
["2017-01-06","2017-01-24","2017-02-11",null,null,"3205/2017","ČEVAK a.s.","Obec Sedlice","3101-746894-00251755-2/1","Sedlice, zdroje",null,"zrušeno 87535/2024",null,null,null,null,null,"KUCBAWZ0DSC7"]
["2017-01-06","2017-01-24","2017-02-11",null,null,"3205/2017","ČEVAK a.s.","Obec Sedlice","3101-700509-00251755-2/1","ÚV Mužetice",null,"zrušeno 87535/2024",null,null,null,null,null,"KUCBAWZ0DSC7"]
["2024-07-16","2024-08-05","2024-08-21",null,null,"87535/2024","ČEVAK a.s.","Město Sedlice","3101-746894-00251755-1/1 ","Sedlice - vodovodní síť"]
["2024-07-16","2024-08-05","2024-08-21",null,null,"87535/2024","ČEVAK a.s.","Město Sedlice","3101-700495-00251755-1/1 ","Sedlice - Holušice vodovodní síť"]
["2024-07-16","2024-08-05","2024-08-21",null,null,"87535/2024","ČEVAK a.s.","Město Sedlice","3101-700509-00251755-1/1 ","Sedlice - Mužetice přív. řad: vrt S1 –ÚV Mužetice"]
["2024-07-16","2024-08-05","2024-08-21",null,null,"87535/2024","ČEVAK a.s.","Město Sedlice","3101-700509-00251755-1/2 ","Sedlice - Mužetice vodovodní síť"]
["2024-07-16","2024-08-05","2024-08-21",null,null,"87535/2024","ČEVAK a.s.","Město Sedlice","3101-700509-00251755-2/1 ","Sedlice - ÚV Mužetice"]
["2024-07-16","2024-08-05","2024-08-21",null,null,"87535/2024","ČEVAK a.s.","Město Sedlice","3101-746894-00251755-3/1 ","Sedlice - stoková síť"]
["2024-07-16","2024-08-05","2024-08-21",null,null,"87535/2024","ČEVAK a.s.","Město Sedlice","3101-746894-00251755-4/1 ","Sedlice ČOV"]
["2003-12-17","2003-12-22","14.12004",null,null,"9026/03","ČEVAK a.s.","Obec Smilovy Hory","3112-738484-00252913-2/1","kopaná studna Smilovy Hory – 12m",null,"zrušeno 118430/2025",null,null,null,null,null,"KUCBAWZ0DSC7"]
["2003-12-17","2003-12-22","14.12004",null,null,"9026/03","ČEVAK a.s.","Obec Smilovy Hory","3112-751065-00252913-1/1","PŘ – výtl.-ČS – VDJ Smilovy Hory (včetně ČS a VDJ)",null,"zrušeno 118430/2025",null,null,null,null,null,"KUCBAWZ0DSC7"]
["2003-12-17","2003-12-22","14.12004",null,null,"9026/03","ČEVAK a.s.","Obec Smilovy Hory","3112-751065-00252913-1/2","PŘ – VDJ Smilovy Hory – obec Smilovy Hory",null,"zrušeno 118430/2025",null,null,null,null,null,"KUCBAWZ0DSC7"]
["2003-12-17","2003-12-22","14.12004",null,null,"9026/03","ČEVAK a.s.","Obec Smilovy Hory","3112-751065-00252913-1/3","RVS Smilovy Hory",null,"zrušeno 118430/2025",null,null,null,null,null,"KUCBAWZ0DSC7"]
["2003-12-17","2003-12-22","14.12004",null,null,"9026/03","ČEVAK a.s.","Obec Smilovy Hory","3112-751073-00252913-1/1","PŘ RVS Smilovy Hory - Stojslavice",null,"zrušeno 118430/2025",null,null,null,null,null,"KUCBAWZ0DSC7"]
["2003-12-17","2003-12-22","14.12004",null,null,"9026/03","ČEVAK a.s.","Obec Smilovy Hory","3112-751073-00252913-1/2","RVS Smilovy Hory/Stojslavice",null,"zrušeno 118430/2025",null,null,null,null,null,"KUCBAWZ0DSC7"]
["2025-10-17","2025-11-28","2025-12-17",null,null,"118430/2025","ČEVAK a.s.","Obec Smilovy Hory","3112-738484-00252913-2/1","Smilovy Hory - studna"]
["2025-10-17","2025-11-28","2025-12-17",null,null,"118430/2025","ČEVAK a.s.","Obec Smilovy Hory","3112-751065-00252913-1/1","Smilovy Hory - přív.řad: ČSV - VDJ Smilovy Hory"]
["2025-10-17","2025-11-28","2025-12-17",null,null,"118430/2025","ČEVAK a.s.","Obec Smilovy Hory","3112-751065-00252913-1/2","Smilovy Hory, Stojslavice - vodovodní síť"]
["2003-12-17","2003-12-22","14.12004",null,null,"9120/03","ČEVAK a.s.","Obec Zběšičky","3107-791440-00511463-1/1","PŘ - vodovod Hodušín-Bernartice – obec Zběšičky",null,"zrušeno 123862/2025",null,null,null,null,null,"KUCBAWZ0DSC7"]
["2003-12-17","2003-12-22","14.12004",null,null,"9120/03","ČEVAK a.s.","Obec Zběšičky","3107-791440-00511463-1/2","RVS Zběšičky",null,"zrušeno 123862/2025",null,null,null,null,null,"KUCBAWZ0DSC7"]
["2025-11-04","2025-12-10","2025-12-30",null,null,"123862/2025","ČEVAK a.s.","Obec Zběšičky","3107-791440-00511463-1/1","Zběšičky, Popovec - vodovodní síť"]
["2003-12-08","2003-12-22","14.12004",null,null,"8712/03","ČEVAK a.s.","Obec Řípec","3110-745766-00667137-1/1","PŘ   V-S-T-M  -  obec Řípec",null,"zrušeno 117689/2025",null,null,null,null,null,"KUCBAWZ0DSC7"]
["2003-12-08","2003-12-22","14.12004",null,null,"8712/03","ČEVAK a.s.","Obec Řípec","3110-745766-00667137-1/2","Rozvodná vodovodní síť Řípec",null,"zrušeno 117689/2025",null,null,null,null,null,"KUCBAWZ0DSC7"]
["2025-10-16","2025-11-26","2025-12-13",null,null,"117689/2025","ČEVAK a.s.","Obec Řípec","3110-745766-00667137-1/1","Řípec - vodovodní síť"]
["2003-12-08","2003-12-22","14.12004",null,null,"8713/03","ČEVAK a.s.","Obec Zlukov","3110-793361-00667315-1/1","Přívodní řad VDJ Zlukov – obec Zlukov",null,"zrušeno 123866/2025",null,null,null,null,null,"KUCBAWZ0DSC7"]
["2003-12-08","2003-12-22","14.12004",null,null,"8713/03","ČEVAK a.s.","Obec Zlukov","3110-793361-00667315-1/2","Rozvodná vodovodní síť Zlukov ",null,"zrušeno 123866/2025",null,null,null,null,null,"KUCBAWZ0DSC7"]
["2025-11-04","2025-12-16","2026-01-01",null,null,"123866/2025","ČEVAK a.s.","Obec Zlukov","3110-793361-00667315-1/1","Zlukov - vodovodní síť"]
["2003-12-17","2003-12-22","14.12004",null,null,"9027/03","ČEVAK a.s.","Obec Roudná","3110-741591-00252816-1/1","PŘ VDJ Roudná – obec Roudná",null,null,null,null,null,null,null,"KUCBAWZ0DSC7"]
["2003-12-17","2003-12-22","14.12004",null,null,"9027/03","ČEVAK a.s.","Obec Roudná","3110-741591-00252816-1/2","RVS Roudná",null,null,null,null,null,null,null,"KUCBAWZ0DSC7"]
["2003-12-17","2003-12-22","14.12004",null,null,"9027/03","ČEVAK a.s.","Obec Roudná","3110-741591-00252816-1/3","PŘ-výtl.-VDJ Roudná – Roudná-Janov (včetně ATS)",null,null,null,null,null,null,null,"KUCBAWZ0DSC7"]
["2003-12-17","2003-12-22","14.12004",null,null,"9027/03","ČEVAK a.s.","Obec Roudná","3110-741591-00252816-1/4","RVS Roudná-Janov",null,null,null,null,null,null,null,"KUCBAWZ0DSC7"]
["2003-12-17","2003-12-22","14.12004",null,null,"9027/03","ČEVAK a.s.","Obec Roudná","3110-741591-00252816-3/1","SS Roudná",null,null,null,null,null,null,null,"KUCBAWZ0DSC7"]
["2003-12-17","2003-12-22","14.12004",null,null,"9027/03","ČEVAK a.s.","Obec Roudná","3110-741591-00252816-4/1","ČOV Roudná",null,null,null,null,null,null,null,"KUCBAWZ0DSC7"]
["2003-12-08","2003-12-22","14.12004",null,null,"8714/03","ČEVAK a.s.","Obec Skalice","3110-747891-00252867-1/1","PŘ Roudná – obec Skalice",null,"zrušeno 149999/2023",null,null,null,null,null,"KUCBAWZ0DSC7"]
["2003-12-08","2003-12-22","14.12004",null,null,"8714/03","ČEVAK a.s.","Obec Skalice","3110-747891-00252867-1/2","RVS Skalice (včetně ATS)",null,"zrušeno 149999/2023",null,null,null,null,null,"KUCBAWZ0DSC7"]
["2023-12-19","2024-02-01","2024-02-20",null,null,"149999/2023","ČEVAK a.s.","obec Skalice","3110-747891-00252867-1/1","Skalice, Rybova Lhota, Třebiště – vodovodní síť",null,null,"Soběslav","Skalice","vodovod","Ing. Martin Kalač"]
["2023-12-19","2024-02-01","2024-02-20",null,null,"149999/2023","ČEVAK a.s.","obec Skalice","3110-747882-00252867-3/1","Skalice – Rybova Lhota – stoková síť",null,null,null,null,"kanalizace","Ing. Martin Kalač"]
["2023-12-19","2024-02-01","2024-02-20",null,null,"149999/2023","ČEVAK a.s.","obec Skalice","3110-747882-00252867-4/1","Skalice – Rybova Lhota – ČOV",null,null,null,null,"kanalizace","Ing. Martin Kalač"]
["2023-12-19","2024-02-01","2024-02-20",null,null,"149999/2023","ČEVAK a.s.","obec Skalice","3110-747891-00252867-3/1","Skalice – stoková síť",null,null,null,null,"kanalizace","Ing. Martin Kalač"]
["2023-12-19","2024-02-01","2024-02-20",null,null,"149999/2023","ČEVAK a.s.","obec Skalice","3110-747891-00252867-4/1","Skalice - ČOV",null,null,null,null,"kanalizace","Ing. Martin Kalač"]
["2003-12-17","2003-12-22","14.12004",null,null,"9011/03","VaK JČ a.s.","Obec Bohdalovice","3103-781266-00475785-2/1","jím. vrty 2x (HJ3, HJ4) pro Bohdalovice",null,"Zrušeno ke dni 31.12.2010 rozhodnutím 29601/2010",null,null,null,null,null,"KUCBAWZ0DSEX"]
["2003-12-17","2003-12-22","14.12004",null,null,"9011/03","VaK JČ a.s.","Obec Bohdalovice","3103-781266-00475785-1/1","PŘ od vrtů HJ3, HJ4 do ČS Bohdalovice",null,"Zrušeno ke dni 31.12.2010 rozhodnutím 29601/2010",null,null,null,null,null,"KUCBAWZ0DSEX"]
["2003-12-17","2003-12-22","14.12004",null,null,"9011/03","VaK JČ a.s.","Obec Bohdalovice","3103-781169-00475785-1/1","PŘ z ČS do VDJ 150 m3 Bohdalovice",null,"Zrušeno ke dni 31.12.2010 rozhodnutím 29601/2010",null,null,null,null,null,"KUCBAWZ0DSEX"]
["2003-12-17","2003-12-22","14.12004",null,null,"9011/03","VaK JČ a.s.","Obec Bohdalovice","3103-781169-00475785-1/2","RVS – Bohdalovice",null,"Zrušeno ke dni 31.12.2010 rozhodnutím 29601/2010",null,null,null,null,null,"KUCBAWZ0DSEX"]
["2003-12-17","2003-12-22","14.12004",null,null,"9011/03","VaK JČ a.s.","Obec Bohdalovice","3103-781169-00475785-3/1","stoková síť – Bohdalovice",null,"Zrušeno ke dni 31.12.2010 rozhodnutím 29601/2010",null,null,null,null,null,"KUCBAWZ0DSEX"]
["2003-12-17","2003-12-22","14.12004",null,null,"9011/03","VaK JČ a.s.","Obec Bohdalovice","3103-781169-00475785-4/1","ČOV – Bohdalovice",null,"Zrušeno ke dni 31.12.2010 rozhodnutím 29601/2010",null,null,null,null,null,"KUCBAWZ0DSEX"]
["2003-12-17","2003-12-22","14.12004",null,null,"9011/03","VaK JČ a.s.","Obec Bohdalovice","3103-760609-00475785-2/1","jímací vrty 2x  pro osadu Suš",null,"Zrušeno ke dni 31.12.2010 rozhodnutím 29601/2010",null,null,null,null,null,"KUCBAWZ0DSEX"]
["2003-12-17","2003-12-22","14.12004",null,null,"9011/03","VaK JČ a.s.","Obec Bohdalovice","3103-760609-00475785-1/1","PŘ od jímacích vrtů HJ1, HV2 do VDJ 30 m3- Suš",null,"Zrušeno ke dni 31.12.2010 rozhodnutím 29601/2010",null,null,null,null,null,"KUCBAWZ0DSEX"]
["2003-12-17","2003-12-22","14.12004",null,null,"9011/03","VaK JČ a.s.","Obec Bohdalovice","3103-760609-00475785-1/2","RVS – Suš",null,"Zrušeno ke dni 31.12.2010 rozhodnutím 29601/2010",null,null,null,null,null,"KUCBAWZ0DSEX"]
["2003-12-17","2003-12-22","2004-01-14",null,null,"9012/03","ČEVAK a.s.","Obec Srnín","3103-736155-00475777-2/1","jímací vrt HJ-1 pro obec Srnín",null,"změněno 40796/2020","Český Krumlov","Srnín","vodovod","ing. Martin Kalač",null,"KUCBAWZ0DSEX"]
["2003-12-17","2003-12-22","2004-01-14",null,null,"9012/03","ČEVAK a.s.","Obec Srnín","3103-736155-00475777-2/2","prameniště Mokřady 2x studna pro Srnín",null,"změněno 40796/2020","Český Krumlov","Srnín","vodovod","ing. Martin Kalač",null,"KUCBAWZ0DSEX"]
["2003-12-17","2003-12-22","2004-01-14",null,null,"9012/03","ČEVAK a.s.","Obec Srnín","3103-736147-00475777-2/1","pram. Kamýk (2x studna) ",null,"změněno 40796/2020","Český Krumlov","Srnín","vodovod","ing. Martin Kalač",null,"KUCBAWZ0DSEX"]
["2003-12-17","2003-12-22","2004-01-14",null,null,"9012/03","ČEVAK a.s.","Obec Srnín","3103-736155-00475777-1/1","PŘ od vrtu HJ-1 do VDJ 50 m3 – Srnín",null,"změněno 40796/2020","Český Krumlov","Srnín","vodovod","ing. Martin Kalač",null,"KUCBAWZ0DSEX"]
["2003-12-17","2003-12-22","2004-01-14",null,null,"9012/03","ČEVAK a.s.","Obec Srnín","3103-736155-00475777-1/2","PŘ od prameniště Mokřady k VDJ 50 m3 – Srnín",null,"změněno 40796/2020","Český Krumlov","Srnín","vodovod","ing. Martin Kalač",null,"KUCBAWZ0DSEX"]
["2003-12-17","2003-12-22","2004-01-14",null,null,"9012/03","ČEVAK a.s.","Obec Srnín","3103-736155-00475777-1/3","PŘ od prameniště Kamýk k počátku RVS Srnín",null,"změněno 40796/2020","Český Krumlov","Srnín","vodovod","ing. Martin Kalač",null,"KUCBAWZ0DSEX"]
["2003-12-17","2003-12-22","2004-01-14",null,null,"9012/03","ČEVAK a.s.","Obec Srnín","3103-736155-00475777-1/4","RVS – Srnín",null,"změněno 40796/2020","Český Krumlov","Srnín","vodovod","ing. Martin Kalač",null,"KUCBAWZ0DSEX"]
["2003-12-17","2003-12-22","2004-01-14",null,null,"9012/03","ČEVAK a.s.","Obec Srnín","3103-736155-00475777-3/1","stoková síť Srnín + 2 stabiliz. nádrže",null,"změněno 40796/2020","Český Krumlov","Srnín","kanalizace","ing. Martin Kalač",null,"KUCBAWZ0DSEX"]
["2020-03-16","2020-04-17","2020-05-08",null,null,"40796/2020","ČEVAK a.s.","Obec Srnín","3103-736155-00475777-4/1","ČOV Srnín - biologický rybník",null,null,"Český Krumlov","Srnín","kanalizace","ing. Martin Kalač"]
["2003-12-17","2003-12-22","2004-01-14",null,null,"9016/03","VaK JČ a.s.","Obec Strunkovice nad Blanicí","3109-757128-00250708-1/1","PŘ z DŘ od vod. š. RŠ 3 do VDJ 2x150 m3- Strunkovice",null,"zrušeno 63923/2013",null,null,null,null,null,"KUCBAWZ0DSEX"]
["2003-12-17","2003-12-22","2004-01-14",null,null,"9016/03","VaK JČ a.s.","Obec Strunkovice nad Blanicí","3109-757128-00250708-1/2","PŘ od VDJ 2x150 m3 k armat. šachtě na okraji RVS Strunkovice",null,"zrušeno 63923/2013",null,null,null,null,null,"KUCBAWZ0DSEX"]
["2003-12-17","2003-12-22","2004-01-14",null,null,"9016/03","VaK JČ a.s.","Obec Strunkovice nad Blanicí","3109-757128-00250708-1/3","PŘ – okraj RVS (hydrant) Strunkovice do VDJ 100 m3 – starý",null,"zrušeno 63923/2013",null,null,null,null,null,"KUCBAWZ0DSEX"]
["2003-12-17","2003-12-22","2004-01-14",null,null,"9016/03","VaK JČ a.s.","Obec Strunkovice nad Blanicí","3109-757128-00250708-1/4","RVS – Strunkovice nad Blanicí",null,"zrušeno 63923/2013",null,null,null,null,null,"KUCBAWZ0DSEX"]
["2003-12-17","2003-12-22","2004-01-14",null,null,"9016/03","VaK JČ a.s.","Obec Strunkovice nad Blanicí","3109-779512-00250708-1/1","PŘ od vodoměrné šachty VSJČ do VDJ 100 m3 Velký Bor",null,"zrušeno 63923/2013",null,null,null,null,null,"KUCBAWZ0DSEX"]
["2003-12-17","2003-12-22","2004-01-14",null,null,"9016/03","VaK JČ a.s.","Obec Strunkovice nad Blanicí","3109-779512-00250708-1/2","RVS – Velký Bor (za VDJ)",null,"zrušeno 63923/2013",null,null,null,null,null,"KUCBAWZ0DSEX"]
["2003-12-17","2003-12-22","2004-01-14",null,null,"9016/03","ČEVAK a.s.","Obec Strunkovice nad Blanicí","3109-757128-00250708-3/1","stoková síť – Strunkovice nad Blanicí",null,"změna 63923/2013, spis 746",null,null,null,null,null,"KUCBAWZ0DSEX"]
["2003-12-17","2003-12-22","2004-01-14",null,null,"9016/03","ČEVAK a.s.","Obec Strunkovice nad Blanicí","3109-757128-00250708-4/1","ČOV – Strunkovice nad Blanicí",null,"změna 63923/2013, spis 746",null,null,null,null,null,"KUCBAWZ0DSEX"]
["2003-12-17","2003-12-22","2004-01-14",null,null,"9017/03","VaK JČ a.s.","Město Prachatice","3109-732711-00250627-1/1","PŘ od VDJ (Hřbitovní) na počátek RVS Ostrov",null,"zrušeno 28582/2014",null,null,null,null,null,"KUCBAWZ0DSEX"]
["2003-12-17","2003-12-22","2004-01-14",null,null,"9017/03","VaK JČ a.s.","Město Prachatice","3109-732711-00250627-1/2","RVS – Ostrov",null,"zrušeno 28582/2014",null,null,null,null,null,"KUCBAWZ0DSEX"]
["2003-12-17","2003-12-22","2004-01-14",null,null,"9017/03","VaK JČ a.s.","Město Prachatice","3109-732711-00250627-1/3","RVS – Staré Prachatice od VDJ Hřbitovní",null,"zrušeno 28582/2014",null,null,null,null,null,"KUCBAWZ0DSEX"]
["2003-12-17","2003-12-22","2004-01-14",null,null,"9017/03","VaK JČ a.s.","Město Prachatice","3109-682888-00250627-1/3","RVS – Líbínské Sedlo",null,"zrušeno 28582/2014",null,null,null,null,null,"KUCBAWZ0DSEX"]
["2003-12-17","2003-12-22","2004-01-14",null,null,"9017/03","VaK JČ a.s.","Město Prachatice","3109-732745-00250627-1/1","PŘ od VDJ k 1. hydrantu u zemědělské farmy Oseky",null,"zrušeno 28582/2014",null,null,null,null,null,"KUCBAWZ0DSEX"]
["2003-12-17","2003-12-22","2004-01-14",null,null,"9017/03","VaK JČ a.s.","Město Prachatice","3109-732745-00250627-1/2","RVS-(od 1. hydrantu ) - Oseky",null,"zrušeno 28582/2014",null,null,null,null,null,"KUCBAWZ0DSEX"]
["2003-12-17","2003-12-22","2004-01-14",null,null,"9017/03","ČEVAK a.s.","Město Prachatice","3109-732630-00250627-2/1","zdroje (pram. jímky, jím. zářezy) pro VDJ  Fefry-Prachatice ",null,"změna 28582/2014",null,null,null,null,null,"KUCBAWZ0DSEX"]
["2003-12-17","2003-12-22","2004-01-14",null,null,"9017/03","ČEVAK a.s.","Město Prachatice","3109-732630-00250627-2/3","prameniště Patriarcha pro lázně Sv. Markéta – Prachatice",null,"změna 28582/2014",null,null,null,null,null,"KUCBAWZ0DSEX"]
["2003-12-17","2003-12-22","2004-01-14",null,null,"9017/03","ČEVAK a.s.","Město Prachatice","3109-732630-00250627-2/2","studna s ČS pro nemocnici – Prachatice",null,"změna 28582/2014",null,null,null,null,null,"KUCBAWZ0DSEX"]
["2003-12-17","2003-12-22","2004-01-14",null,null,"9017/03","ČEVAK a.s.","Město Prachatice","3109-732630-00250627-1/4","PŘ od Černohorského pram. přes hlavní sběrnou studnu do VDJ  Fefry",null,"změna 28582/2014",null,null,null,null,null,"KUCBAWZ0DSEX"]
["2003-12-17","2004-12-22","2004-01-14",null,null,"9017/03","ČEVAK a.s.","Město Prachatice","3109-732630-00250627-1/3","PŘ od Líbínského prameniště do hlavní sběrné studny u Černohorského pram. – Prachatice ",null,"změna 28582/2014",null,null,null,null,null,"KUCBAWZ0DSEX"]
["2003-12-17","2003-12-22","2004-01-14",null,null,"9017/03","ČEVAK a.s.","Město Prachatice","3109-732630-00250627-1/1","PŘ od nové studny a Puderretova prameniště do VDJ Fefry – Prachatice",null,"změna 28582/2014",null,null,null,null,null,"KUCBAWZ0DSEX"]
["2003-12-17","2003-12-22","2004-01-14",null,null,"9017/03","ČEVAK a.s.","Město Prachatice","3109-732630-00250627-1/5","PŘ od prameniště Patriarcha do VDJ  100 m3 lázní Sv. Markéta – Prachatice",null,"změna 28582/2014",null,null,null,null,null,"KUCBAWZ0DSEX"]
["2003-12-17","2003-12-22","2004-01-14",null,null,"9017/03","ČEVAK a.s.","Město Prachatice","3109-732630-00250627-1/2","RVS – Prachatice (Prachatice-město)",null,"změna 28582/2014",null,null,null,null,null,"KUCBAWZ0DSEX"]
["2003-12-17","2003-12-22","2004-01-14",null,null,"9017/03","ČEVAK a.s.","Město Prachatice","3109-732630-00250627-3/1","stoková síť – Prachatice",null,"změna 28582/2014",null,null,null,null,null,"KUCBAWZ0DSEX"]
["2003-12-17","2003-12-22","2004-01-14",null,null,"9017/03","ČEVAK a.s.","Město Prachatice","3109-732630-00250627-4/1","ČOV Prachatice",null,"změna 28582/2014",null,null,null,null,null,"KUCBAWZ0DSEX"]
["2003-12-17","2003-12-22","2004-01-14",null,null,"9017/03","ČEVAK a.s.","Město Prachatice","3109-682888-00250627-2/1","zdroje – 2x studna pro Libínské Sedlo",null,"změna 28582/2014",null,null,null,null,null,"KUCBAWZ0DSEX"]
["2003-12-17","2003-12-22","2004-01-14",null,null,"9017/03","ČEVAK a.s.","Město Prachatice","3109-682888-00250627-1/1","PŘ od studní S1, S2 do VDJ 20 m3 Libínské Sedlo",null,"změna 28582/2014",null,null,null,null,null,"KUCBAWZ0DSEX"]
["2003-12-17","2003-12-22","2004-01-14",null,null,"9017/03","ČEVAK a.s.","Město Prachatice","3109-682888-00250627-1/2","PŘ od VDJ k počátku RVS Libínské Sedlo",null,"změna 28582/2014",null,null,null,null,null,"KUCBAWZ0DSEX"]
["2003-12-17","2003-12-22","2004-01-14",null,null,"9017/03","ČEVAK a.s.","Město Prachatice","3109-732737-00250627-2/1","prameniště pro Oseky – 6x studna + 1x sběrná studna",null,"změna 28582/2014",null,null,null,null,null,"KUCBAWZ0DSEX"]
["2003-12-17","2003-12-22","2004-01-14",null,null,"9017/03","ČEVAK a.s.","Město Prachatice","3109-732737-00250627-1/1","PŘ od studní k VDJ 50 m3 Oseky",null,"změna 28582/2014",null,null,null,null,null,"KUCBAWZ0DSEX"]
["2003-12-17","2003-12-22","2004-01-14",null,null,"9019/03","VaK JČ a.s.","Obec Rožmitál na Šumavě","3106-742805-00246123-2/1","Úpravna vody – Rožmitál na Šumavě",null,"zrušeno 41293/2011",null,null,null,null,null,"KUCBAWZ0DSEX"]
["2003-12-17","2003-12-22","2004-01-14",null,null,"9019/03","VaK JČ a.s.","Obec Rožmitál na Šumavě","3106-742767-00246123-2/1","objekt odkys. filtru Hněvanov a pr. Třešňovice",null,"zrušeno 41293/2011",null,null,null,null,null,"KUCBAWZ0DSEX"]
["2003-12-17","2003-12-22","2004-01-14",null,null,"9019/03","VaK JČ a.s.","Obec Rožmitál na Šumavě","3106-742805-00246123-1/1","PŘ z prameniště Třešňovice k VDJ Rožmitál",null,"zrušeno 41293/2011",null,null,null,null,null,"KUCBAWZ0DSEX"]
["2003-12-17","2003-12-22","2004-01-14",null,null,"9019/03","VaK JČ a.s.","Obec Rožmitál na Šumavě","3106-742805-00246123-1/2","PŘ z Močeradského potoka do ÚV Rožmitál",null,"zrušeno 41293/2011",null,null,null,null,null,"KUCBAWZ0DSEX"]
["2003-12-17","2003-12-22","2004-01-14",null,null,"9019/03","VaK JČ a.s.","Obec Rožmitál na Šumavě","3106-742805-00246123-1/3","PŘ z ÚV Rožmitál k VDJ Rožmitál",null,"zrušeno 41293/2011",null,null,null,null,null,"KUCBAWZ0DSEX"]
["2003-12-17","2003-12-22","2004-01-14",null,null,"9019/03","VaK JČ a.s.","Obec Rožmitál na Šumavě","3106-742805-00246123-1/4","RVS-Rožmitál na Šumavě",null,"zrušeno 41293/2011",null,null,null,null,null,"KUCBAWZ0DSEX"]
["2003-12-17","2003-12-22","2004-01-14",null,null,"9019/03","VaK JČ a.s.","Obec Rožmitál na Šumavě","3106-742805-00246123-3/1","stoková síť – Rožmitál na Šumavě",null,"zrušeno 41293/2011",null,null,null,null,null,"KUCBAWZ0DSEX"]
["2003-12-17","2003-12-22","2004-01-14",null,null,"9019/03","VaK JČ a.s.","Obec Rožmitál na Šumavě","3106-742805-00246123-4/1","ČOV – Rožmitál na Šumavě",null,"zrušeno 41293/2011",null,null,null,null,null,"KUCBAWZ0DSEX"]
["2003-12-17","2003-12-22","2004-01-14",null,null,"9022/03","VaK JČ a.s.","Obec Křemže","3103-651460-00245950-3/1","stoková síť – Lhotka + stabilizační nádrž",null,"zrušeno 18048/2011",null,null,null,null,null,"KUCBAWZ0DSEX"]
["2003-12-17","2003-12-22","2004-01-14",null,null,"9022/03","ČEVAK a.s.","Obec Křemže","3103-675768-00245950-3/2","stoková síť pro obec Křemže a osadu Chlum",null,"změna 18048/2011",null,null,null,null,null,"KUCBAWZ0DSEX"]
["2003-12-17","2003-12-22","2004-01-14",null,null,"9022/03","ČEVAK a.s.","Obec Křemže","3103-675768-00245950-4/1","ČOV Křemže",null,"změna 18048/2011",null,null,null,null,null,"KUCBAWZ0DSEX"]
["2003-12-17","2003-12-22","2004-01-14",null,null,"9022/03","ČEVAK a.s.","Obec Křemže","3103-675768-00245950-3/1","stoková síť Mříč",null,"změna 18048/2011",null,null,null,null,null,"KUCBAWZ0DSEX"]
["2003-12-17","2003-12-22","2004-01-14",null,null,"9022/03","ČEVAK a.s.","Obec Křemže","3103-675768-00245950-4/2","ČOV Mříč",null,"změna 18048/2011",null,null,null,null,null,"KUCBAWZ0DSEX"]
["2003-12-17","2003-12-22","2004-01-14",null,null,"9022/03","ČEVAK a.s.","Obec Křemže","3103-675768-00245950-3/3","stoková síť – Chmelná",null,"změna 18048/2011",null,null,null,null,null,"KUCBAWZ0DSEX"]
["2011-05-13","2011-06-06","2011-06-22",null,null,"18048/2011","ČEVAK a.s.","Obec Křemže","3103-651460-00245950-4/1 ","Lhotka - ČOV",null,null,null,null,null,null,null,"KUCBAWZ0DSEX"]
["2011-05-13","2011-06-06","2011-06-22",null,null,"18048/2011","ČEVAK a.s.","Obec Křemže","3103-651460-00245950-3/1"," Lhotka – stoková síť",null,null,null,null,null,null,null,"KUCBAWZ0DSEX"]
["2003-12-17","2003-12-22","2004-01-14",null,null,"9025/03","ČEVAK a.s.","Město Český Krumlov","3103-662046-00245836-2/1","pram. Blanský les – Libina j. obj.+ odkys. obj.- Č. Krumlov ",null,"oprava rozhodnutím 8211/2010, změna 35622/2021",null,null,null,null,null,"KUCBAWZ0DSEX"]
["2003-12-17","2003-12-22","2004-01-14",null,null,"9025/03","ČEVAK a.s.","Město Český Krumlov","3103-623016-00245836-1/1","PŘ – pram. Libina do VDJ Vyšný nový (Hoško) 150 m3 ",null,"oprava rozhodnutím 8211/2010, změna 35622/2021",null,null,null,null,null,"KUCBAWZ0DSEX"]
["2003-12-17","2003-12-22","2004-01-14",null,null,"9025/03","ČEVAK a.s.","Město Český Krumlov","3103-623016-00245836-1/2","RVS – osada Vyšný",null,"oprava rozhodnutím 8211/2010, změna 35622/2021",null,null,null,null,null,"KUCBAWZ0DSEX"]
["2003-12-17","2003-12-22","2004-01-14",null,null,"9025/03","ČEVAK a.s.","Město Český Krumlov","3103-623016-00245836-2/1","prameniště Vyšný-Dobrkovice",null,"oprava rozhodnutím 8211/2010, změna 35622/2021",null,null,null,null,null,"KUCBAWZ0DSEX"]
["2003-12-17","2003-12-22","2004-01-14",null,null,"9025/03","ČEVAK a.s.","Město Český Krumlov","3103-623059-00245836-2/2","pr. Sebevrah a Mariánský pr. (4x pr. jím. – zář.) Č K",null,"oprava rozhodnutím 8211/2010, změna 35622/2021",null,null,null,null,null,"KUCBAWZ0DSEX"]
["2003-12-17","2003-12-22","2004-01-14",null,null,"9025/03","ČEVAK a.s.","Město Český Krumlov","3103-623016-00245836-1/3","PŘ od pram. Blanský les do VDJ Vyšný - vojsko -Č.K.",null,"oprava rozhodnutím 8211/2010, změna 35622/2021",null,null,null,null,null,"KUCBAWZ0DSEX"]
["2003-12-17","2003-12-22","2004-01-14",null,null,"9025/03","ČEVAK a.s.","Město Český Krumlov","3103-622931-00245836-1/2","PŘ z pram. Vyšný-Dobrkovice do VDJ (VAK JČ)- Č.K.",null,"oprava rozhodnutím 8211/2010, změna 35622/2021",null,null,null,null,null,"KUCBAWZ0DSEX"]
["2003-12-17","2003-12-22","2004-01-14",null,null,"9025/03","ČEVAK a.s.","Město Český Krumlov","3103-622931-00245836-1/1","PŘ z pram. Mariánský-Sebevrah do VDJ Rozsyp- Č.K.",null,"oprava rozhodnutím 8211/2010, změna 35622/2021",null,null,null,null,null,"KUCBAWZ0DSEX"]
["2003-12-17","2003-12-22","2004-01-14",null,null,"9025/03","ČEVAK a.s.","Město Český Krumlov","3103-622931-00245836-1/3","RVS – město Český Krumlov (bez RVS Vyšný)",null,"oprava rozhodnutím 8211/2010, změna 35622/2021",null,null,null,null,null,"KUCBAWZ0DSEX"]
["2003-12-17","2003-12-22","2004-01-14",null,null,"9025/03","ČEVAK a.s.","Město Český Krumlov","3103-623059-00245836-2/1","Slupenec vrt HV 2",null,"oprava rozhodnutím 8211/2010, změna 35622/2021",null,null,null,null,null,"KUCBAWZ0DSEX"]
["2003-12-17","2003-12-22","2004-01-14",null,null,"9025/03","ČEVAK a.s.","Město Český Krumlov","3103-623059-00245836-1/1","RVS Slupenec",null,"oprava rozhodnutím 8211/2010, změna 35622/2021",null,null,null,null,null,"KUCBAWZ0DSEX"]
["2003-12-17","2003-12-22","2004-01-14",null,null,"9025/03","ČEVAK a.s.","Město Český Krumlov","3103-623059-00245836-1/2","RVS – Slupenec (za VDJ)",null,"oprava rozhodnutím 8211/2010, změna 35622/2021",null,null,null,null,null,"KUCBAWZ0DSEX"]
["2003-12-17","2003-12-22","2004-01-14",null,null,"9025/03","ČEVAK a.s.","Město Český Krumlov","3103-622931-00245836-3/1","stoková síť – město Český Krumlov (vč. osady Vyšný)",null,"oprava rozhodnutím 8211/2010, změna 35622/2021",null,null,null,null,null,"KUCBAWZ0DSEX"]
["2021-03-24","2021-03-29","2021-03-30",null,null,"35622/2021","ČEVAK a.s.","Město Český Krumlov","3103-622931-00245836-4/1","Český Krumlov, ČOV"]
["2003-12-17","2003-12-22","2004-01-14",null,null,"9014/03","ČEVAK a.s.","Obec Kájov","3103-662038-00245933-1/1","RVS (od předáv. š.) – St.  Dobrkovice – původní zástavba ",null,"změna rozhodnutím 32566/2011",null,null,null,null,null,"KUCBAWZ0DSEX"]
["2003-12-08","2003-12-22","2004-01-14",null,null,"8704/03","VaK JČ a.s.","Město Kaplice","3106-739961-00245941-2/1","zdroje V.Chuchelec+obj.odkys.zař.-pro Kaplici",null,"zrušeno 84689/2016",null,null,null,null,null,"KUCBAWZ0DSEX"]
["2003-12-08","2003-12-22","2004-01-14",null,null,"8704/03","VaK JČ a.s.","Město Kaplice","3106-663069-00245941-1/1","PŘ od ÚV Pořešín do objektu bývalé ČS – u Kaplice",null,"zrušeno 84689/2016",null,null,null,null,null,"KUCBAWZ0DSEX"]
["2003-12-08","2003-12-22","2004-01-14",null,null,"8704/03","VaK JČ a.s.","Město Kaplice","3106-739961-00245941-1/1","PŘ od prameniště V. Chuchelec do obj. odkys. zař.",null,"zrušeno 84689/2016",null,null,null,null,null,"KUCBAWZ0DSEX"]
["2003-12-08","2003-12-22","2004-01-14",null,null,"8704/03","VaK JČ a.s.","Město Kaplice","3106-663069-00245941-1/2","PŘ od obj. odkys. zařízení V. Chuchelec do býv. ČS u Kaplice",null,"zrušeno 84689/2016",null,null,null,null,null,"KUCBAWZ0DSEX"]
["2003-12-08","2003-12-22","2004-01-14",null,null,"8704/03","VaK JČ a.s.","Město Kaplice","3106-663069-00245941-1/3","RVS – Kaplice – město",null,"zrušeno 84689/2016",null,null,null,null,null,"KUCBAWZ0DSEX"]
["2003-12-08","2003-12-22","2004-01-14",null,null,"8704/03","VaK JČ a.s.","Město Kaplice","3106-663069-00245941-3/2","PS od ČS Kaplice k ČOV Kaplice",null,"zrušení rozhodnutím 32566/2011",null,null,null,null,null,"KUCBAWZ0DSEX"]
["2003-12-08","2003-12-22","2004-01-14",null,null,"8704/03","VaK JČ a.s.","Město Kaplice","3106-663140-00245941-2/1","akum. jímka 8 m3 + vrty –Blansko + 2x sběrná studna",null,"zrušeno 84689/2016",null,null,null,null,null,"KUCBAWZ0DSEX"]
["2003-12-08","2003-12-22","2004-01-14",null,null,"8704/03","VaK JČ a.s.","Město Kaplice","3106-663140-00245941-1/1","PŘ od vrtů do akumulační jímky  8 m3 – Blansko",null,"zrušeno 84689/2016",null,null,null,null,null,"KUCBAWZ0DSEX"]
["2003-12-08","2003-12-22","2004-01-14",null,null,"8704/03","VaK JČ a.s.","Město Kaplice","3106-663140-00245941-1/2","PŘ od akum. jímky 8 m3 k a rm. šachtě RVS Blansko",null,"zrušeno 84689/2016",null,null,null,null,null,"KUCBAWZ0DSEX"]
["2003-12-08","2003-12-22","2004-01-14",null,null,"8704/03","VaK JČ a.s.","Město Kaplice","3106-663140-00245941-1/3","RVS – Blansko u Kaplice",null,"zrušeno 84689/2016",null,null,null,null,null,"KUCBAWZ0DSEX"]
["2003-12-08","2003-12-22","2004-01-14",null,null,"8704/03","VaK JČ a.s.","Město Kaplice","3106-663166-00245941-1/1","PŘ z ČS (ATIS) Kaplice do VDJ 100 m3 Mostky",null,"zrušeno 84689/2016",null,null,null,null,null,"KUCBAWZ0DSEX"]
["2003-12-08","2003-12-22","2004-01-14",null,null,"8704/03","VaK JČ a.s.","Město Kaplice","3106-663166-00245941-1/2","RVS – Mostky u Kaplice (za VDJ Mostky)",null,"zrušeno 84689/2016",null,null,null,null,null,"KUCBAWZ0DSEX"]
["2003-12-08","2003-12-22","2004-01-14",null,null,"8704/03","VaK JČ a.s.","Město Kaplice","3106-725943-00245941-1/1","PŘ od ÚV Pořešín k osadě Pořešín",null,"zrušeno 84689/2016",null,null,null,null,null,"KUCBAWZ0DSEX"]
["2003-12-08","2003-12-22","2004-01-14",null,null,"8704/03","VaK JČ a.s.","Město Kaplice","3106-725943-00245941-1/2","RVS – Pořešín",null,"zrušeno 84689/2016",null,null,null,null,null,"KUCBAWZ0DSEX"]
["2003-12-08","2003-12-22","2004-01-14",null,null,"8704/03","VaK JČ a.s.","Město Kaplice","3106-739979-00245941-1/1","PŘ od vodoměrné šachty k osadě Žďár",null,"zrušeno 84689/2016",null,null,null,null,null,"KUCBAWZ0DSEX"]
["2003-12-08","2003-12-22","2004-01-14",null,null,"8704/03","VaK JČ a.s.","Město Kaplice","3106-739979-00245941-1/2","RVS – Žďár u Kaplice",null,"zrušeno 84689/2016",null,null,null,null,null,"KUCBAWZ0DSEX"]
["2003-12-08","2003-12-22","2004-01-14",null,null,"8704/03","VaK JČ a.s.","Město Kaplice","3106-725943-00245941-1/3","PŘ od vodoměrné šachty k silnici k osadě Pořešínec",null,"zrušeno 84689/2016",null,null,null,null,null,"KUCBAWZ0DSEX"]
["2003-12-08","2003-12-22","2004-01-14",null,null,"8704/03","VaK JČ a.s.","Město Kaplice","3106-725943-00245941-1/4","RVS – osady Pořešínec                            ",null,"zrušeno 84689/2016",null,null,null,null,null,"KUCBAWZ0DSEX"]
["2011-08-17","2011-09-07","2011-09-24",null,null,"32566/2011","ČEVAK a.s.","Město Kaplice","3106-739979-00245941-1/3","Hubenov, RVS",null,"zrušeno 84689/2016",null,null,null,"Ing. Olga Štíchová",null,"KUCBAWZ0DSEX"]
["2011-08-17","2011-09-07","2011-09-24",null,null,"32566/2011","ČEVAK a.s.","Město Kaplice","3106-663140-00245941-1/4","PŘ VŠ Blansko - ČS - obec Blansko",null,"zrušeno 84689/2016",null,null,null,"Ing. Olga Štíchová",null,"KUCBAWZ0DSEX"]
["2003-12-08","2003-12-22","2004-01-14",null,null,"8704/03","ČEVAK a.s.","Město Kaplice","3106-663069-00245941-3/1","stoková síť – město Kaplice",null,"změna 84689/2016",null,null,null,null,null,"KUCBAWZ0DSEX"]
["2003-12-08","2003-12-22","2004-01-14",null,null,"8704/03","ČEVAK a.s.","Město Kaplice","3106-663140-00245941-4/1","ČOV Kaplice",null,"změna 84689/2016",null,null,null,null,null,"KUCBAWZ0DSEX"]
["2011-08-17","2011-09-07","2011-09-24",null,null,"32566/2011","ČEVAK a.s.","Město Kaplice","3106-663140-00245941-3/1","PS od ČS Kaplice k ČOV Kaplice",null,"změna 84689/2016",null,null,null,"Ing. Olga Štíchová",null,"KUCBAWZ0DSEX"]
["2016-06-14","2016-07-11","2016-07-28",null,null,"84689/2016","ČEVAK a.s.","Město Kaplice","3106-663069-00245941-1/1","Kaplice – vodovodní síť (včetně části obce Blansko, Mostky, Pořešín, Pořešínec, Žďár)",null,null,null,null,null,null,null,"KUCBAWZ0DSEX"]
["2016-06-14","2016-07-11","2016-07-28",null,null,"84689/2016","ČEVAK a.s.","Město Kaplice","3106-725943-00245941-1/1","Kaplice – vodovodní síť Rozpoutí",null,null,null,null,null,null,null,"KUCBAWZ0DSEX"]
["2016-06-14","2016-07-11","2016-07-28",null,null,"84689/2016","ČEVAK a.s.","Město Kaplice","3106-739961-00245941-1/1","Kaplice – přiváděcí řad prameniště Velký Chuchelec",null,null,null,null,null,null,null,"KUCBAWZ0DSEX"]
["2016-06-14","2016-07-11","2016-07-28",null,null,"84689/2016","ČEVAK a.s.","Město Kaplice","3106-663140-00245941-1/1","Kaplice – přiváděcí řad vrty Blansko",null,null,null,null,null,null,null,"KUCBAWZ0DSEX"]
["2016-06-14","2016-07-11","2016-07-28",null,null,"84689/2016","ČEVAK a.s.","Město Kaplice","3106-739979-00245941-1/1","Kaplice – vodovodní síť Hubenov",null,null,null,null,null,null,null,"KUCBAWZ0DSEX"]
["2016-06-14","2016-07-11","2016-07-28",null,null,"84689/2016","ČEVAK a.s.","Město Kaplice","3106-663140-00245941-2/1","Kaplice – vrty Blansko",null,null,null,null,null,null,null,"KUCBAWZ0DSEX"]
["2016-06-14","2016-07-11","2016-07-28",null,null,"84689/2016","ČEVAK a.s.","Město Kaplice","3106-739961-00245941-2/1","Kaplice – prameniště Velký Chuchelec",null,null,null,null,null,null,null,"KUCBAWZ0DSEX"]
["2003-12-08","2003-12-22","2004-01-14",null,null,"8710/03","VaK JČ a.s.","Obec Boršov nad Vltavou","3102-608025-00581259-1/2","Přiváděcí řad z VS po Boršov",null,"zrušeno rozhodnutím 28473/2009",null,null,null,null,null,"KUCBAWZ0DSGN"]
["2003-12-08","2003-12-22","2004-01-14",null,null,"8710/03","ČEVAK a.s.","Obec Boršov nad Vltavou","3102-608025-00244694-1/1","Rozvodný vodovodní řad obci Boršov",null,"změna rozhodnutím 5404/2012",null,null,null,null,null,"KUCBAWZ0DSGN"]
["2003-12-08","2003-12-22","2004-01-14",null,null,"8710/03","ČEVAK a.s.","Obec Boršov nad Vltavou","3102-608025-00244694-4/1","Čistírna odpadních vod Boršov nad Vltavou",null,"změna rozhodnutím 5404/2012",null,null,null,null,null,"KUCBAWZ0DSGN"]
["2003-12-08","2003-12-22","2004-01-14",null,null,"8710/03","ČEVAK a.s.","Obec Boršov nad Vltavou","3102-608025-00244694-3/2","Stoková síť Boršov - ČOV",null,"změna rozhodnutím 5404/2012",null,null,null,null,null,"KUCBAWZ0DSGN"]
["2003-12-08","2003-12-22","2004-01-14",null,null,"8710/03","ČEVAK a.s.","Obec Boršov nad Vltavou","3102-608025-00244694-3/1","Stoková síť Boršov",null,"změna rozhodnutím 5404/2012",null,null,null,null,null,"KUCBAWZ0DSGN"]
["2003-12-08","2003-12-22","2004-01-14",null,null,"8706/03","VaK JČ a.s.","Obec Břehov","3102-794147-00581208-1/1","Přívodní řad – z VS přes Dehtáře po obec Břehov ",null,"zrušeno 33416/2015",null,null,null,null,null,"KUCBAWZ0DSGN"]
["2003-12-08","2003-12-22","2004-01-14",null,null,"8706/03","VaK JČ a.s.","Obec Břehov","3102-794147-00581208-1/2","Rozvodný vodovodní řad  Břehov",null,"zrušeno 33416/2015",null,null,null,null,null,"KUCBAWZ0DSGN"]
["2015-04-27","2015-05-22","2015-06-12",null,null,"33416/2015","ČEVAK a.s.","Obec Břehov","3102-794147-00581208-1/1","Břehov - vodovodní síť",null,null,null,null,null,null,null,"KUCBAWZ0DSGN"]
["2003-12-08","2003-12-22","2004-01-14",null,null,"8705/03","VaK JČ a.s.","Obec Hlincova Hora","3102-639192-00581321-2/1","Prameniště Hlincova Hora",null,"zrušeno 2934/2012",null,null,null,null,null,"KUCBAWZ0DSGN"]
["2003-12-08","2003-12-22","2004-01-14",null,null,"8705/03","VaK JČ a.s.","Obec Hlincova Hora","3102-639192-00581321-1/1","Přiváděcí řad – studna – VDJ – Hlincova Hora",null,"zrušeno 2934/2012",null,null,null,null,null,"KUCBAWZ0DSGN"]
["2003-12-08","2003-12-22","2004-01-14",null,null,"8705/03","VaK JČ a.s.","Obec Hlincova Hora","3102-639192-00581321-1/2","Rozvodný vodovodní řad  Hlincova Hora",null,"zrušeno 2934/2012",null,null,null,null,null,"KUCBAWZ0DSGN"]
["2003-12-08","2003-12-22","2004-01-14",null,null,"8705/03","ČEVAK a.s.","Obec Hlincova Hora","3102-639192-00581321-3/1","Stoková síť Hlincova Hora             ",null,"změna 2934/2012",null,null,null,null,null,"KUCBAWZ0DSGN"]
["2012-02-03","2012-03-01","2012-03-17",null,null,"2934/2012","ČEVAK a.s.","Obec Hlincova Hora","3102-639192-00581321-1/1","Hlincova Hora  - RVS",null,null,null,null,null,null,null,"KUCBAWZ0DSGN"]
["2003-12-08","2003-12-22","2004-01-14",null,null,"8711/03","ČEVAK a.s.","Obec Jivno","3102-743461-00581411-2/1","Studny s ČS Jivno",null,null,null,null,null,null,null,"KUCBAWZ0DSGN"]
["2003-12-08","2003-12-22","2004-01-14",null,null,"8711/03","ČEVAK a.s.","Obec Jivno","3102-743461-00581411-1/1","Přívodní řad – studna – VDJ- Jivno",null,null,null,null,null,null,null,"KUCBAWZ0DSGN"]
["2003-12-08","2003-12-22","2004-01-14",null,null,"8711/03","ČEVAK a.s.","Obec Jivno","3102-743461-00581411-1/2","Rozvodný vodovodní řad Jivno",null,null,null,null,null,null,null,"KUCBAWZ0DSGN"]
["2003-12-08","2003-12-22","2004-01-14",null,null,"8711/03","ČEVAK a.s.","Obec Jivno","3102-743461-00581411-3/1","Stoková síť Jivno",null,null,null,null,null,null,null,"KUCBAWZ0DSGN"]
["2003-12-08","2003-12-22","2004-01-14",null,null,"8709/03","ČEVAK a.s.","Obec Litvínovice","3102-686204-00245194-3/1","Stoková síť Litvínovice",null,null,null,null,null,null,null,"KUCBAWZ0DSGN"]
["2003-12-08","2003-12-22","2004-01-14",null,null,"8709/03","ČEVAK a.s.","Obec Litvínovice","3102-686204-00245194-3/2","Stoková síť Šindlovy Dvory",null,null,null,null,null,null,null,"KUCBAWZ0DSGN"]
["2003-12-08","2003-12-22","2004-01-14",null,null,"8708/03","ČEVAK a.s.","Obec Ločenice","3113-686301-00245208-2/1","Vrty Ločenice",null,"změna 3374/2013, zrušeno  99579/2024",null,null,null,null,null,"KUCBAWZ0DSGN"]
["2003-12-08","2003-12-22","2004-01-14",null,null,"8708/03","ČEVAK a.s.","Obec Ločenice","3113-686301-00245208-1/1","Přiváděcí řad –vrty-ČS-VDJ Ločenice",null,"změna 3374/2013, zrušeno  99579/2024",null,null,null,null,null,"KUCBAWZ0DSGN"]
["2003-12-08","2003-12-22","2004-01-14",null,null,"8708/03","ČEVAK a.s.","Obec Ločenice","3113-686301-00245208-1/2","Rozvodný vodovodní řad Ločenice",null,"změna 3374/2013, zrušeno  99579/2024",null,null,null,null,null,"KUCBAWZ0DSGN"]
["2003-12-08","2003-12-22","2004-01-14",null,null,"8708/03","ČEVAK a.s.","Obec Ločenice","3113-686310-00245208-2/1","Vrt a studna Nesměň",null,"změna 3374/2013, zrušeno  99579/2024",null,null,null,null,null,"KUCBAWZ0DSGN"]
["2003-12-08","2003-12-22","2004-01-14",null,null,"8708/03","ČEVAK a.s.","Obec Ločenice","3113-686310-00245208-1/1","Přiváděcí řad–vrt-studna-ČS-VDJ Nesměň",null,"změna 3374/2013, zrušeno  99579/2024",null,null,null,null,null,"KUCBAWZ0DSGN"]
["2003-12-08","2003-12-22","2004-01-14",null,null,"8708/03","ČEVAK a.s.","Obec Ločenice","3113-686310-00245208-1/2","Rozvodný vodovodní řad obce Nesměň",null,"změna 3374/2013, zrušeno  99579/2024",null,null,null,null,null,"KUCBAWZ0DSGN"]
["2024-08-16","2024-09-16","2024-10-04",null,null,"99579/2024","ČEVAK a.s.","Obec Ločenice","3113-686301-00245208-1/1","Ločenice - přív.řad: vrty Ločenice - ÚV Ločenice",null,null,"Trhové Sviny","Ločenice","vodovod","Ing. Olga Štícová"]
["2024-08-16","2024-09-16","2024-10-04",null,null,"99579/2024","ČEVAK a.s.","Obec Ločenice","3113-686301-00245208-1/2","Ločenice - přív.řad: ÚV Ločenice - VDJ Ločenice",null,null,"Trhové Sviny","Ločenice","vodovod","Ing. Olga Štícová"]
["2024-08-16","2024-09-16","2024-10-04",null,null,"99579/2024","ČEVAK a.s.","Obec Ločenice","3113-686301-00245208-1/3","Ločenice - vodovodní síť",null,null,"Trhové Sviny","Ločenice","vodovod","Ing. Olga Štícová"]
["2024-08-16","2024-09-16","2024-10-04",null,null,"99579/2024","ČEVAK a.s.","Obec Ločenice","3113-686310-00245208-1/1","Ločenice - Nesměň přív.řad: zdroje, VŠ Nesmeň - VDJ Nesměň",null,null,"Trhové Sviny","Ločenice","vodovod","Ing. Olga Štícová"]
["2024-08-16","2024-09-16","2024-10-04",null,null,"99579/2024","ČEVAK a.s.","Obec Ločenice","3113-686310-00245208-1/2","Ločenice - Nesměň - vodovodní síť",null,null,"Trhové Sviny","Ločenice","vodovod","Ing. Olga Štícová"]
["2024-08-16","2024-09-16","2024-10-04",null,null,"99579/2024","ČEVAK a.s.","Obec Ločenice","3113-686301-00245208-2/1","Ločenice - ÚV",null,null,"Trhové Sviny","Ločenice","vodovod","Ing. Olga Štícová"]
["2024-08-16","2024-09-16","2024-10-04",null,null,"99579/2024","ČEVAK a.s.","Obec Ločenice","3113-686310-00245208-2/1","Ločenice - Nesměň - zdroje - odradonování",null,null,"Trhové Sviny","Ločenice","vodovod","Ing. Olga Štícová"]
["2024-08-16","2024-09-16","2024-10-04",null,null,"99579/2024","ČEVAK a.s.","Obec Ločenice","3113-686301-00245208-3/1","Ločenice - stoková síť",null,null,"Trhové Sviny","Ločenice","kanalizace","Ing. Olga Štícová"]
["2024-08-16","2024-09-16","2024-10-04",null,null,"99579/2024","ČEVAK a.s.","Obec Ločenice","3113-686310-00245208-3/1","Ločenice - Nesměň - stoková síť",null,null,"Trhové Sviny","Ločenice","kanalizace","Ing. Olga Štícová"]
["2024-08-16","2024-09-16","2024-10-04",null,null,"99579/2024","ČEVAK a.s.","Obec Ločenice","3113-686301-00245208-4/1","Ločenice - ČOV",null,null,"Trhové Sviny","Ločenice","kanalizace","Ing. Olga Štícová"]
["2003-12-17","2003-12-22","2004-01-14",null,null,"9021/03","ČEVAK a.s.","Obec Nedabyle","3102-702102-00245224-1/1","Rozvodný vodovodní řad Nedabyle",null,null,null,null,null,null,null,"KUCBAWZ0DSGN"]
["2024-08-29","2024-09-20","2024-10-08",null,null,"104114/2024","ČEVAK a.s.","Obec Nedabyle","3102-702102-00245224-1/2","Nedabyle - vodovodní síť"]
["2003-12-17","2003-12-22","2004-01-14",null,null,"9020/03","ČEVAK a.s.","Obec Nová Ves","3102-702111-00581810-1/1","Rozvodný vodovodní řad Nová Ves",null,"změna 14394/2012, zrušeno 104113/2024",null,null,null,null,null,"KUCBAWZ0DSGN"]
["2003-12-17","2003-12-22","2004-01-14",null,null,"9020/03","VaK JČ a.s.","Obec Nová Ves","3102-702111-00581810-1/2","Přívodní řad od obce Hůrka- Nová Ves",null,"zrušeno 14394/2012",null,null,null,null,null,"KUCBAWZ0DSGN"]
["2003-12-17","2003-12-22","2004-01-14",null,null,"9020/03","VaK JČ a.s.","Obec Nová Ves","3102-702111-00581810-1/4","Rozvodný vodovodní řad Hůrka u N. Vsi",null,"zrušeno 14394/2012",null,null,null,null,null,"KUCBAWZ0DSGN"]
["2003-12-17","2003-12-22","2004-01-14",null,null,"9020/03","ČEVAK a.s.","Obec Nová Ves","3102-702111-00581810-3/1","Stoková síť Nová Ves",null,"změna 14394/2012, zrušeno 104113/2024",null,null,null,null,null,"KUCBAWZ0DSGN"]
["2003-12-17","2003-12-22","2004-01-14",null,null,"9020/03","ČEVAK a.s.","Obec Nová Ves","3102-702111-00581810-4/1","Čistírna odpadních vod Nová Ves",null,"změna 14394/2012, zrušeno 104113/2024",null,null,null,null,null,"KUCBAWZ0DSGN"]
["2012-05-31","2012-06-22","2012-07-11",null,null,"14394/2012","ČEVAK a.s.","Obec Nová Ves","3102-702111-00581810-1/2","RVS Hůrka u Nové Vsi",null,"zrušeno 104113/2024",null,null,null,null,null,"KUCBAWZ0DSGN"]
["2024-08-29","2024-09-20","2024-10-08",null,null,"104113/2024","ČEVAK a.s.","Obec Nová Ves","3102-702111-00581810-1/1","Nová Ves, Hůrka - vodovodní síť"]
["2024-08-29","2024-09-20","2024-10-08",null,null,"104113/2024","ČEVAK a.s.","Obec Nová Ves","3102-702111-00581810-3/1","Nová Ves - stoková síť"]
["2024-08-29","2024-09-20","2024-10-08",null,null,"104113/2024","ČEVAK a.s.","Obec Nová Ves","3102-702111-00581810-4/1","Nová Ves - ČOV"]
["2003-12-17","2003-12-22","2004-01-14",null,null,"9018/03","ČEVAK a.s.","Obec Vráto","3102-785687-00581950-1/1","Rozvodné vodovodní řady Vráto",null,null,null,null,null,null,null,"KUCBAWZ0DSGN"]
["2003-12-17","2003-12-22","2004-01-14",null,null,"9018/03","ČEVAK a.s.","Obec Vráto","3102-785687-00581950-3/1","Stoková síť Vráto",null,null,null,null,null,null,null,"KUCBAWZ0DSGN"]
["2003-12-17","2003-12-22","2004-01-14",null,null,"9013/03","VaK JČ a.s.","Obec Žabovřesky","3102-794163-00245747-1/1","Přívodní řad od DN 1000 po Žabovřesky",null,"zrušeno 149019/2020",null,null,null,null,null,"KUCBAWZ0DSGN"]
["2003-12-17","2003-12-22","2004-01-14",null,null,"9013/03","VaK JČ a.s.","Obec Žabovřesky","3102-794163-00245747-1/2","Rozvodný vodovodní řad Žabovřesky",null,"zrušeno 149019/2020",null,null,null,null,null,"KUCBAWZ0DSGN"]
["2003-12-17","2003-12-22","2004-01-14",null,null,"9013/03","VaK JČ a.s.","Obec Žabovřesky","3102-794155-00245747-1/1","Rozvodný vodovodní řad Dehtáře",null,"zrušeno 149019/2020",null,null,null,null,null,"KUCBAWZ0DSGN"]
["2020-12-10","2021-01-12","2021-02-03",null,null,"149019/2020","ČEVAK a.s.","Obec Žabovřesky","3102-794163-00245747-1/1","Žabovřesky - vodovodní síť"]
["2020-12-10","2021-01-12","2021-02-03",null,null,"149019/2020","ČEVAK a.s.","Obec Žabovřesky","3102-794155-00245747-1/1","Žabovřesky - Dehtáře -  vodovodní síť"]
["2003-12-08","2003-12-22","2004-01-14",null,null,"8707/03","VaK JČ a.s.","Obec Dříteň","3102-633135-00244830-1/1","Přiváděcí řad od Š u VDJ Dříteň po obec Dříteň ",null,"zrušeno 57189/2017",null,null,null,null,null,"KUCBAWZ0DSGN"]
["2003-12-08","2003-12-22","2004-01-14",null,null,"8707/03","VaK JČ a.s.","Obec Dříteň","3102-633135-00244830-1/2","Rozvodný vodovodní řad Dříteň",null,"zrušeno 57189/2017",null,null,null,null,null,"KUCBAWZ0DSGN"]
["2003-12-08","2003-12-22","2004-01-14",null,null,"8707/03","VaK JČ a.s.","Obec Dříteň","3102-633135-00244830-1/3","Přívodní řad od VDJ Dříteň po Velice",null,"zrušeno 57189/2017",null,null,null,null,null,"KUCBAWZ0DSGN"]
["2003-12-08","2003-12-22","2004-01-14",null,null,"8707/03","VaK JČ a.s.","Obec Dříteň","3102-633135-00244830-1/4","Rozvodný vodovodní řad Velice",null,"zrušeno 57189/2017",null,null,null,null,null,"KUCBAWZ0DSGN"]
["2003-12-08","2003-12-22","2004-01-14",null,null,"8707/03","VaK JČ a.s.","Obec Dříteň","3102-633135-00244830-1/5","Přívodní řad z DN 500 do VDJ Záblatí – Záblatí ",null,"zrušeno 57189/2017",null,null,null,null,null,"KUCBAWZ0DSGN"]
["2003-12-08","2003-12-22","2004-01-14",null,null,"8707/03","VaK JČ a.s.","Obec Dříteň","3102-789089-00244830-1/1","Rozvodný vodovodní řad Záblatí",null,"zrušeno 57189/2017",null,null,null,null,null,"KUCBAWZ0DSGN"]
["2003-12-08","2003-12-22","2004-01-14",null,null,"8707/03","VaK JČ a.s.","Obec Dříteň","3102-633135-00244830-1/6","Přívodní řad ze Záblatíčka po Radomilice",null,"zrušeno 57189/2017",null,null,null,null,null,"KUCBAWZ0DSGN"]
["2003-12-08","2003-12-22","2004-01-14",null,null,"8707/03","VaK JČ a.s.","Obec Dříteň","3102-633135-00244830-1/7","Rozvodný vodovodní řad Radomilice",null,"zrušeno 57189/2017",null,null,null,null,null,"KUCBAWZ0DSGN"]
["2003-12-08","2003-12-22","2004-01-14",null,null,"8707/03","VaK JČ a.s.","Obec Dříteň","3102-654981-00244830-1/1","Přívodní řad z rozvodny Kočín do Malešic",null,"zrušeno 57189/2017",null,null,null,null,null,"KUCBAWZ0DSGN"]
["2003-12-08","2003-12-22","2004-01-14",null,null,"8707/03","VaK JČ a.s.","Obec Dříteň","3102-654981-00244830-1/2","Rozvodný vodovodní řad Malešice",null,"zrušeno 57189/2017",null,null,null,null,null,"KUCBAWZ0DSGN"]
["2003-12-08","2003-12-22","2004-01-14",null,null,"8707/03","VaK JČ a.s.","Obec Dříteň","3102-654981-00244830-1/3","Rozvodný vodovodní řad Chvalešovice",null,"zrušeno 57189/2017",null,null,null,null,null,"KUCBAWZ0DSGN"]
["2003-12-08","2003-12-22","2004-01-14",null,null,"8707/03","VaK JČ a.s.","Obec Dříteň","3102-789089-00244830-1/2","Přívodní řad z VDJ Záblatí po Záblatíčko",null,"zrušeno 57189/2017",null,null,null,null,null,"KUCBAWZ0DSGN"]
["2003-12-08","2003-12-22","2004-01-14",null,null,"8707/03","VaK JČ a.s.","Obec Dříteň","3102-789089-00244830-1/3","Rozvodný vodovodní řad Záblatíčko",null,"zrušeno 57189/2017",null,null,null,null,null,"KUCBAWZ0DSGN"]
["2017-05-02","2017-05-22","2017-06-09",null,null,"57189/2017","ČEVAK a.s.","Obec Dříteň","3102-633135-00244830-1/1","Dříteň - přiv. řad: ČS Olešník - VDJ Dříteň",null,null,null,null,null,null,null,"KUCBAWZ0DSGN"]
["2017-05-02","2017-05-22","2017-06-09",null,null,"57189/2017","ČEVAK a.s.","Obec Dříteň","3102-633135-00244830-1/2","Dříteň, Velice, Libív, Malešice, Chvalešovice, Strachovice - vodovodní síť",null,null,null,null,null,null,null,"KUCBAWZ0DSGN"]
["2017-05-02","2017-05-22","2017-06-09",null,null,"57189/2017","ČEVAK a.s.","Obec Dříteň","3102-789089-00244830-1/1","Dříteň - Záblatí, Záblatíčko, Radomilice - vodovodní síť",null,null,null,null,null,null,null,"KUCBAWZ0DSGN"]
["2003-12-17","2003-12-22","2004-01-14",null,null,"9015/03","ČEVAK a.s.","Obec Čejkovice","3102-618993-00244724-1/1","Přívodní řad od před. šachty po Čejkovice",null,"zrušeno 123703/2025",null,null,null,null,null,"KUCBAWZ0DSGN"]
["2003-12-17","2003-12-22","2004-01-14",null,null,"9015/03","ČEVAK a.s.","Obec Čejkovice","3102-618993-00244724-1/2","Rozvodný vodovodný řad Čejkovice",null,"zrušeno 123703/2025",null,null,null,null,null,"KUCBAWZ0DSGN"]
["2025-11-04","2025-12-05","2025-12-23",null,null,"123703/2025","ČEVAK a.s.","Obec Čejkovice","3102-618993-00244724-1/1","Čejkovice - vodovodní síť"]
["2003-12-17","2003-12-22","2004-01-14",null,null,"9023/03","VaK JČ a.s.","Město Lišov","3102-685178-00245178-1/1","Přívodní řad - VDJ Lišov do Lišova ",null,"zrušeno 79715/2015",null,null,null,null,null,"KUCBAWZ0DSGN"]
["2003-12-17","2003-12-22","2004-01-14",null,null,"9023/03","VaK JČ a.s.","Město Lišov","3102-685178-00245178-1/2","Rozvodný vodovodní řad Lišov",null,"zrušeno 79715/2015",null,null,null,null,null,"KUCBAWZ0DSGN"]
["2003-12-17","2003-12-22","2004-01-14",null,null,"9023/03","VaK JČ a.s.","Město Lišov","3102-685178-00245178-1/3","Přívodní řad od VŠ Lišov do Sosní",null,"zrušeno 79715/2015",null,null,null,null,null,"KUCBAWZ0DSGN"]
["2003-12-17","2003-12-22","2004-01-14",null,null,"9023/03","VaK JČ a.s.","Město Lišov","3102-685143-00245178-1/1","Přívodní řad od VŠ Sosní do Dolního Miletína ",null,"zrušeno 79715/2015",null,null,null,null,null,"KUCBAWZ0DSGN"]
["2003-12-17","2003-12-22","2004-01-14",null,null,"9023/03","VaK JČ a.s.","Město Lišov","3102-649589-00245178-1/1","Přívodní řad od VŠ Sosní po obec Hůrky",null,"zrušeno 79715/2015",null,null,null,null,null,"KUCBAWZ0DSGN"]
["2003-12-17","2003-12-22","2004-01-14",null,null,"9023/03","VaK JČ a.s.","Město Lišov","3102-649589-00245178-1/2","Rozvodný vodovodní řad Hůrky",null,"zrušeno 79715/2015",null,null,null,null,null,"KUCBAWZ0DSGN"]
["2003-12-17","2003-12-22","2004-01-14",null,null,"9023/03","VaK JČ a.s.","Město Lišov","3102-668478-00245178-1/1","Přívodní řad od Lhotic po Kolný",null,"zrušeno 79715/2015",null,null,null,null,null,"KUCBAWZ0DSGN"]
["2003-12-17","2003-12-22","2004-01-14",null,null,"9023/03","VaK JČ a.s.","Město Lišov","3102-668478-00245178-1/2","Rozvodný vodovodní řad Kolný",null,"zrušeno 79715/2015",null,null,null,null,null,"KUCBAWZ0DSGN"]
["2003-12-17","2003-12-22","2004-01-14",null,null,"9023/03","VaK JČ a.s.","Město Lišov","3102-685178-00245178-1/4","Přívodní řad od odbočky Kolný  po RŠ Velechvín ",null,"zrušeno 79715/2015",null,null,null,null,null,"KUCBAWZ0DSGN"]
["2003-12-17","2003-12-22","2004-01-14",null,null,"9023/03","VaK JČ a.s.","Město Lišov","3102-668494-00245178-1/1","Rozvodný vodovodní řad Velechvín",null,"zrušeno 79715/2015",null,null,null,null,null,"KUCBAWZ0DSGN"]
["2008-07-11","2008-08-13","2008-08-20",null,null,"21942/2008","VaK JČ a.s.","Město Lišov","3102-685143-00245178-1/2","RVS Dolní Miletín",null,"zrušeno 79715/2015",null,null,null,null,null,"KUCBAWZ0DSGN"]
["2008-07-11","2008-08-13","2008-08-20",null,null,"21942/2008","VaK JČ a.s.","Město Lišov","3102-685151-00245178-1/1","RVS Horní Miletín",null,"zrušeno 79715/2015",null,null,null,null,null,"KUCBAWZ0DSGN"]
["2008-07-11","2008-08-13","2008-08-20",null,null,"21942/2008","VaK JČ a.s.","Město Lišov","3102-750735-00245178-1/1","PŘ Horní Miletín-Horní Slověnice",null,"zrušeno 79715/2015",null,null,null,null,null,"KUCBAWZ0DSGN"]
["2008-07-11","2008-08-13","2008-08-20",null,null,"21942/2008","VaK JČ a.s.","Město Lišov","3102-750735-00245178-1/2","RVS Horní Slověnice",null,"zrušeno 79715/2015",null,null,null,null,null,"KUCBAWZ0DSGN"]
["2008-07-11","2008-08-13","2008-08-20",null,null,"21942/2008","VaK JČ a.s.","Město Lišov","3102-750727-00245178-1/1","PŘ odbočka z řadu H.Mil.-H.Slov. - Dolní Slověnice",null,"zrušeno 79715/2015",null,null,null,null,null,"KUCBAWZ0DSGN"]
["2008-07-11","2008-08-13","2008-08-20",null,null,"21942/2008","VaK JČ a.s.","Město Lišov","3102-750727-00245178-1/2","RVS Dolní Slověnice",null,"zrušeno 79715/2015",null,null,null,null,null,"KUCBAWZ0DSGN"]
["2003-12-17","2003-12-22","2004-01-14",null,null,"9023/03","ČEVAK a.s.","Město Lišov","3102-685178-00245178-3/1","Stoková síť Lišov",null,"změna 79715/2015",null,null,null,null,null,"KUCBAWZ0DSGN"]
["2003-12-17","2003-12-22","2004-01-14",null,null,"9023/03","ČEVAK a.s.","Město Lišov","3102-685178-00245178-4/1","Čistírna odpadních vod Lišov",null,"změna 79715/2015",null,null,null,null,null,"KUCBAWZ0DSGN"]
["2010-03-12","2010-03-31","2010-04-20",null,null,"8087/2010","ČEVAK a.s.","Město Lišov","3102-793922-00245178-1/1","VŠ Vlkovice - Vlkovice, PŘ",null,"změna 79715/2015",null,null,null,null,null,"KUCBAWZ0DSGN"]
["2010-03-12","2010-03-31","2010-04-20",null,null,"8087/2010","ČEVAK a.s.","Město Lišov","3102-793922-00245178-1/2","Vlkovice, RVS",null,"změna 79715/2015",null,null,null,null,null,"KUCBAWZ0DSGN"]
["2015-10-23","2015-11-11","2015-11-27",null,null,"79715/2015","ČEVAK a.s.","Město Lišov","3102-685178-00245178-1/1","Lišov, Hůrky, Dolní Miletín, Horní Miletín, Dolní Slověnice, Horní Slověnice - vodovodní síť",null,null,null,null,null,null,null,"KUCBAWZ0DSGN"]
["2015-10-23","2015-11-11","2015-11-27",null,null,"79715/2015","ČEVAK a.s.","Město Lišov","3102-668478-00245178-1/1","Lišov - Kolný, Lhotice, Velechvín - vodovodní síť",null,null,null,null,null,null,null,"KUCBAWZ0DSGN"]
["2003-12-17","2003-12-22","2004-01-14",null,null,"9024/03","VaK JČ a.s.","Obec Všemyslice","3115-787213-00245666-4/1","Čistírna odpadních vod Neznašov – stará",null,"zrušeno rozhodnutím 42153/2014",null,null,null,null,null,"KUCBAWZ0DSGN"]
["2003-12-17","2003-12-22","2004-01-14",null,null,"9024/03","ČEVAK a.s.","Obec Všemyslice","3115-787213-00245666-1/1","Rozvodný vodovodní řad Všemyslice",null,"Změna rozhodnutím 42153/2014, zrušeno 47068/2024",null,null,null,null,null,"KUCBAWZ0DSGN"]
["2003-12-17","2003-12-22","2004-01-14",null,null,"9024/03","ČEVAK a.s.","Obec Všemyslice","3115-787213-00245666-1/3","PŘ - z DN 500-VDJ Neznašov- Bohunice-AŠ po Neznašov",null,"Změna rozhodnutím 42153/2014, zrušeno 47068/2024",null,null,null,null,null,"KUCBAWZ0DSGN"]
["2003-12-17","2003-12-22","2004-01-14",null,null,"9024/03","ČEVAK a.s.","Obec Všemyslice","3115-787213-00245666-1/2","Rozvodný vodovodní řad Neznašov",null,"Změna rozhodnutím 42153/2014, zrušeno 47068/2024",null,null,null,null,null,"KUCBAWZ0DSGN"]
["2003-12-17","2003-12-22","2004-01-14",null,null,"9024/03","ČEVAK a.s.","Obec Všemyslice","3115-787175-00245666-1/1","Přiváděcí řad-od Všemyslic po Bohunice",null,"Změna rozhodnutím 42153/2014, zrušeno 47068/2024",null,null,null,null,null,"KUCBAWZ0DSGN"]
["2003-12-17","2003-12-22","2004-01-14",null,null,"9024/03","ČEVAK a.s.","Obec Všemyslice","3115-787175-00245666-1/2","Rozvodný vodovodní řad Bohunice",null,"Změna rozhodnutím 42153/2014, zrušeno 47068/2024",null,null,null,null,null,"KUCBAWZ0DSGN"]
["2003-12-17","2003-12-22","2004-01-14",null,null,"9024/03","ČEVAK a.s.","Obec Všemyslice","3115-787221-00245666-1/1","Přiváděcí řad-od VS Oc 400- RŠ Všeteč",null,"Změna rozhodnutím 42153/2014, zrušeno 47068/2024",null,null,null,null,null,"KUCBAWZ0DSGN"]
["2003-12-17","2003-12-22","2004-01-14",null,null,"9024/03","ČEVAK a.s.","Obec Všemyslice","3115-787221-00245666-1/2","Rozvodný vodovodní řad Všeteč",null,"Změna rozhodnutím 42153/2014, zrušeno 47068/2024",null,null,null,null,null,"KUCBAWZ0DSGN"]
["2003-12-17","2003-12-22","2004-01-14",null,null,"9024/03","ČEVAK a.s.","Obec Všemyslice","3115-787213-00245666-4/2","Čistírna odpadních vod Neznašov – nová",null,"Změna rozhodnutím 42153/2014, zrušeno 47068/2024",null,null,null,null,null,"KUCBAWZ0DSGN"]
["2003-12-17","2003-12-22","2004-01-14",null,null,"9024/03","ČEVAK a.s.","Obec Všemyslice","3115-787213-00245666-3/1","Stoková síť Neznašov - stará",null,"Změna rozhodnutím 42153/2014, zrušeno 47068/2024",null,null,null,null,null,"KUCBAWZ0DSGN"]
["2003-12-17","2003-12-22","2004-01-14",null,null,"9024/03","ČEVAK a.s.","Obec Všemyslice","3115-787213-00245666-3/2","Stoková síť Neznašov - nová",null,"Změna rozhodnutím 42153/2014, zrušeno 47068/2024",null,null,null,null,null,"KUCBAWZ0DSGN"]
["2014-07-03","2014-07-28","2014-08-15",null,null,"42153/2014","ČEVAK a.s.","Obec Všemyslice","3115-787213-00245666-4/3","ČOV Neznašov - dolní",null,"zrušeno 47068/2024",null,null,null,null,null,"KUCBAWZ0DSGN"]
["2003-11-10","2003-12-31","2004-01-24",null,null,"7943/03","Agrodružstvo Vyšetice se sídlem v Pravoníně","Agrodružstvo Vyšetice se sídlem v Pravoníně",null,"Vodovod Vyšetice",null,null,"Tábor","Šebířov","vodovod","Štecher Václav","podzemní","KUCBAWZ0DSGN"]
["2003-12-23","2004-01-05","2004-01-14",null,null,"9196/03","Obec Čejkovice","Obec Čejkovice",null,"Kanalizace Čejkovice",null,null,"České budějovice","Čejkovice","kanalizace","Chaloupek Pavel",null,"KUCBAWZ0DSHI"]
["2003-12-23","2004-01-09","2004-01-29",null,null,"9192/03","Obec Chroboly","Obec Chroboly",null,"Vodovod Chroboly",null,"nahrazeno rpzhodnutím 36696/2009","Prachatice","Chroboly","vodovod","Josef Hušek","podzemní","KUCBAWZ0DSHI"]
["2003-12-23","2004-01-09","2004-01-29",null,null,"9192/03","Obec Chroboly","Obec Chroboly",null,"Kanalizace Chroboly",null,"nahrazeno rpzhodnutím 36696/2009","Prachatice","Chroboly","kanalizace","Josef Hušek",null,"KUCBAWZ0DSHI"]
["2003-11-20","2004-01-21","2004-02-13",null,null,"8206/03","VaK JČ a.s.","Obec Temelín","3115-765805-00245534-1/1","Přívodní řad od rozvodné šachty na Oc 500 po Temelín",null,"zrušeno 61300/2014",null,null,null,null,null,"KUCBAWZ0DSHI"]
["2003-11-20","2004-01-21","2004-02-13",null,null,"8206/03","VaK JČ a.s.","Obec Temelín","3115-765805-00245534-1/2","Rozvodný vodovodní řad Temelín",null,"zrušeno 61300/2014",null,null,null,null,null,"KUCBAWZ0DSHI"]
["2003-11-20","2004-01-21","2004-02-13",null,null,"8206/03","VaK JČ a.s.","Obec Temelín","3115-613967-00245534-1/1","Přívodní řad od vodoměrné šachty u rozvodny po Kočín",null,"zrušeno 61300/2014",null,null,null,null,null,"KUCBAWZ0DSHI"]
["2003-11-20","2004-01-21","2004-02-13",null,null,"8206/03","VaK JČ a.s.","Obec Temelín","3115-613967-00245534-1/2","Rozvodný vodovodní řad Kočín",null,"zrušeno 61300/2014",null,null,null,null,null,"KUCBAWZ0DSHI"]
["2003-11-20","2004-01-21","2004-02-13",null,null,"8206/03","VaK JČ a.s.","Obec Temelín","3115-765783-00245534-1/2","Přívodní řad z vodom.šachty 15 na Oc 500 do Lhoty p.Horami",null,"zrušeno 61300/2014",null,null,null,null,null,"KUCBAWZ0DSHI"]
["2003-11-20","2004-01-21","2004-02-13",null,null,"8206/03","VaK JČ a.s.","Obec Temelín","3115-765783-00245534-1/1","Rozvodný vodovodní řad Lhota pod Horami",null,"zrušeno 61300/2014",null,null,null,null,null,"KUCBAWZ0DSHI"]
["2003-11-20","2004-01-21","2004-02-13",null,null,"8206/03","VaK JČ a.s.","Obec Temelín","3115-765791-00245534-1/2","Přívodní řad od armat. šachty Lhota p. Horami do vodom. šachty Sedlec",null,"zrušeno 61300/2014",null,null,null,null,null,"KUCBAWZ0DSHI"]
["2003-11-20","2004-01-21","2004-02-13",null,null,"8206/03","VaK JČ a.s.","Obec Temelín","3115-765791-00245534-1/1","Rozvodný vodovodní řad Sedlec",null,"zrušeno 61300/2014",null,null,null,null,null,"KUCBAWZ0DSHI"]
["2003-11-20","2004-01-21","2004-02-13",null,null,"8206/03","VaK JČ a.s.","Obec Temelín","3115-614009-00245534-1/1","Přívodní řad od vodom.šachty na OC 400-podchod pod silnicí Zvěrkovice",null,"zrušeno 61300/2014",null,null,null,null,null,"KUCBAWZ0DSHI"]
["2003-11-20","2004-01-21","2004-02-13",null,null,"8206/03","VaK JČ a.s.","Obec Temelín","3115-614009-00245534-1/2","Rozvodný vodovodní řad Zvěrkovice",null,"zrušeno 61300/2014",null,null,null,null,null,"KUCBAWZ0DSHI"]
["2013-07-01","2013-07-22","2013-08-09",null,null,"36717/2013","ČEVAK a.s.","Obec Temelín","3115-765805-00245534-1/3","Temelín - Kaliště- vodovodní síť",null,"zrušeno 61300/2014",null,null,null,null,null,"KUCBAWZ0DSHI"]
["2014-09-24","2014-11-03","2014-11-20",null,null,"61300/2014","ČEVAK a.s.","Obec Temelín","3115-765805-00245534-1/1","Temelín, Kaliště, Lhota pod Horami, Sedlec - vodovodní síť",null,"změna 148302/2024",null,null,null,null,null,"KUCBAWZ0DSHI"]
["2014-09-24","2014-11-03","2014-11-20",null,null,"61300/2014","ČEVAK a.s.","Obec Temelín","3115-613967-00245534-1/1","Temelín - Kočín - vodovodní síť",null,"změna 148302/2024",null,null,null,null,null,"KUCBAWZ0DSHI"]
["2014-09-24","2014-11-03","2014-11-20",null,null,"61300/2014","ČEVAK a.s.","Obec Temelín","3115-614009-00245534-1/1","Temelín - Zvěrkovice - vodovodní síť",null,"změna 148302/2024",null,null,null,null,null,"KUCBAWZ0DSHI"]
["2014-09-24","2014-11-03","2014-11-20",null,null,"61300/2014","ČEVAK a.s.","Obec Temelín","3115-685828-00245534-1/1","Temelín - Litoradlice - vodovodní síť",null,"změna 148302/2024",null,null,null,null,null,"KUCBAWZ0DSHI"]
["2024-12-18","2025-01-15","2025-02-01",null,null,"148302/2024","ČEVAK a.s.","Obec Temelín","3115-613967-00245534-3/1","Temelín – Kočín – stoková síť"]
["2024-12-18","2025-01-15","2025-02-01",null,null,"148302/2024","ČEVAK a.s.","Obec Temelín","3115-613967-00245534-4/1","Temelín – Kočín – ČOV"]
["2024-12-18","2025-01-15","2025-02-01",null,null,"148302/2024","ČEVAK a.s.","Obec Temelín","3115-765783-00245534-3/1","Temelín – Lhota pod Horami – stoková síť"]
["2024-12-18","2025-01-15","2025-02-01",null,null,"148302/2024","ČEVAK a.s.","Obec Temelín","3115-765805-00245534-3/1","Temelín – stoková síť"]
["2024-12-18","2025-01-15","2025-02-01",null,null,"148302/2024","ČEVAK a.s.","Obec Temelín","3115-765805-00245534-4/1","Temelín - ČOV"]
["2024-12-18","2025-01-15","2025-02-01",null,null,"148302/2024","ČEVAK a.s.","Obec Temelín","3115-765783-00245534-4/1","Temelín - Lhota pod Horami - ČOV"]
["2003-11-20","2004-01-21","2004-02-13",null,"2004-01-23","82062/03","ČEVAK a.s.","Obec Temelín","3115-685828-00245534-1/2","Přívodní řad z vodár. soustavy napojení u JETE po Litoradlice",null,"zrušeno 61300/2014",null,null,null,null,null,"KUCBAWZ0DSHI"]
["2003-11-20","2004-01-21","2004-02-13",null,"2004-01-23","82062/03","ČEVAK a.s.","Obec Temelín","3115-685828-00245534-1/1","Rozvodný vodovodní řad Litoradlice ",null,"zrušeno 61300/2014",null,null,null,null,null,"KUCBAWZ0DSHI"]
["2003-12-17","2003-12-19","2004-01-08",null,null,"8977/03","Obec Dřešín","Obec Dřešín","3111-632864-00251160-1/1","PŘ vrty D1 a D2 do AŠ u bytovek",null,"Změna 43914/2011","Strakonice","Dřešín","vodovod","Petr Beran","podzemní","KUCBAWZ0DSHI"]
["2003-12-17","2003-12-19","2004-01-08",null,null,"8977/03","Obec Dřešín","Obec Dřešín","3111-632864-00251160-1/2","RVS Dřešín",null,"Změna 43914/2011","Strakonice","Dřešín","vodovod","Petr Beran","podzemní","KUCBAWZ0DSHI"]
["2003-12-17","2003-12-19","2004-01-08",null,null,"8977/03","Obec Dřešín","Obec Dřešín","3111-632872-00251160-2/1","Vrty D1 a D2",null,"Změna 43914/2011","Strakonice","Dřešín","vodovod","Petr Beran","podzemní","KUCBAWZ0DSHI"]
["2003-12-17","2003-12-19","2004-01-08",null,null,"8977/03","Obec Dřešín","Obec Dřešín","3111-632864-00251160-3/1","KS Dřešín",null,"Změna 43914/2011","Strakonice","Dřešín","kanalizace","Petr Beran",null,"KUCBAWZ0DSHI"]
["2004-01-15","2004-01-19","2004-02-13",null,null,"1193/2004","Obec Předotice","Obec Předotice","3108-724416-00475289-1/1","RVS Předotice",null,"zrušeno 19747/2013",null,null,null,null,null,"KUCBAWZ0DSHI"]
["2004-01-15","2004-01-19","2004-02-13",null,null,"1193/2004","Obec Předotice","Obec Předotice","3108-724416-00475289-1/2","PŘ vrty S1, S2 do VDJ 100m3",null,"zrušeno 19747/2013",null,null,null,null,null,"KUCBAWZ0DSHI"]
["2004-01-15","2004-01-19","2004-02-13",null,null,"1193/2004","Obec Předotice","Obec Předotice","3108-724424-00475289-1/1","PŘ vrty S1, S2 - Malčice",null,"zrušeno 19747/2013",null,null,null,null,"podzemní","KUCBAWZ0DSHI"]
["2004-01-15","2004-01-19","2004-02-13",null,null,"1193/2004","Obec Předotice","Obec Předotice","3108-724424-00475289-1/2","RVS Malčice",null,"zrušeno 19747/2013",null,null,null,null,null,"KUCBAWZ0DSHI"]
["2006-09-27","2013-05-24","2013-06-18",null,null,"27984/2006","Obec Předotice","Obec Předotice","3108-724408-00472589-1/1","PŘ (vrt- VDJ Kožlí u Čížové)",null,"zrušeno 19747/2013",null,null,null,null,null,"KUCBAWZ0DSHI"]
["2006-09-27","2013-05-24","2013-06-18",null,null,"27984/2006","Obec Předotice","Obec Předotice","3108-724408-00472589-1/2","RVS Kožlí",null,"zrušeno 19747/2013",null,null,null,null,null,"KUCBAWZ0DSHI"]
["2013-04-11","2013-05-24","2013-06-18",null,null,"19747/2013","Obec Předotice","Obec Předotice","3108-724416-00475289-1/5","přiváděcí řad (VDJ Třebkov - VDJ Předotice)",null,"zrušeno 150515/2018","Písek","Předotice","vodovod","Vlastimil Holan",null,"KUCBAWZ0DSHI"]
["2004-01-15","2004-01-19","2004-02-13",null,null,"1193/2004","Obec Předotice","Obec Předotice","3108-724416-00475289-3/1","KS Předotice",null,"změna 27984/2006, 19747/2013, 150515/2018","Písek","Předotice","kanalizace","Vlastimil Holan",null,"KUCBAWZ0DSHI"]
["2004-01-15","2004-01-19","2004-02-13",null,null,"1193/2004","Obec Předotice","Obec Předotice","3108-724432-00475289-2/1","ÚV Předotice",null,"změna 27984/2006, 19747/2013, 150515/2018","Písek","Předotice","vodovod","Vlastimil Holan",null,"KUCBAWZ0DSHI"]
["2004-01-15","2004-01-19","2004-02-13",null,null,"1193/2004","Obec Předotice","Obec Předotice","3108-724424-00475289-2/1","ÚV Malčice",null,"změna 27984/2006, 19747/2013, 150515/2018","Písek","Předotice","vodovod","Vlastimil Holan",null,"KUCBAWZ0DSHI"]
["2004-01-15","2004-01-19","2004-02-13",null,null,"1193/2004","Obec Předotice","Obec Předotice","3108-724416-00475289-4/1","ČOV Předotice",null,"změna 27984/2006, 19747/2013, 150515/2018","Písek","Předotice","kanalizace","Vlastimil Holan",null,"KUCBAWZ0DSHI"]
["2013-04-11","2013-05-24","2013-06-18",null,null,"19747/2013","Obec Předotice","Obec Předotice","3108-724416-00475289-1/1","PŘ V1 (vrt S1 - VDJ Předotice)",null,"změna 150515/2018","Písek","Předotice","vodovod","Vlastimil Holan",null,"KUCBAWZ0DSHI"]
["2013-04-11","2013-05-24","2013-06-18",null,null,"19747/2013","Obec Předotice","Obec Předotice","3108-724416-00475289-1/2","PŘ V2 (vrt S2 - VDJ Předotice)",null,"změna 150515/2018","Písek","Předotice","vodovod","Vlastimil Holan",null,"KUCBAWZ0DSHI"]
["2013-04-11","2013-05-24","2013-06-18",null,null,"19747/2013","Obec Předotice","Obec Předotice","3108-724416-00475289-1/3","RVS Předotice",null,"změna 150515/2018","Písek","Předotice","vodovod","Vlastimil Holan",null,"KUCBAWZ0DSHI"]
["2013-04-11","2013-05-24","2013-06-18",null,null,"19747/2013","Obec Předotice","Obec Předotice","3108-724416-00475289-1/4","přiváděcí řad (VDJ Třebkov - VDJ Předotice)",null,"změna 150515/2018","Písek","Předotice","vodovod","Vlastimil Holan",null,"KUCBAWZ0DSHI"]
["2013-04-11","2013-05-24","2013-06-18",null,null,"19747/2013","Obec Předotice","Obec Předotice","3108-724416-00475289-3/2","KS Křešice",null,"změna 150515/2018","Písek","Předotice","kanalizace","Vlastimil Holan",null,"KUCBAWZ0DSHI"]
["2013-04-11","2013-05-24","2013-06-18",null,null,"19747/2013","Obec Předotice","Obec Předotice","3108-724424-00475289-1/1","PŘ V1 (vrt S1 -  Malčice)",null,"změna 150515/2018","Písek","Předotice","vodovod","Vlastimil Holan",null,"KUCBAWZ0DSHI"]
["2013-04-11","2013-05-24","2013-06-18",null,null,"19747/2013","Obec Předotice","Obec Předotice","3108-724424-00475289-1/2","PŘ V2 (vrt S2 -  Malčice)",null,"změna 150515/2018","Písek","Předotice","vodovod","Vlastimil Holan",null,"KUCBAWZ0DSHI"]
["2013-04-11","2013-05-24","2013-06-18",null,null,"19747/2013","Obec Předotice","Obec Předotice","3108-724424-00475289-1/3","RVS Malčice",null,"změna 150515/2018","Písek","Předotice","vodovod","Vlastimil Holan",null,"KUCBAWZ0DSHI"]
["2013-04-11","2013-05-24","2013-06-18",null,null,"19747/2013","Obec Předotice","Obec Předotice","3108-724424-00475289-3/1","KS Malčice",null,"změna 150515/2018","Písek","Předotice","kanalizace","Vlastimil Holan",null,"KUCBAWZ0DSHI"]
["2013-04-11","2013-05-24","2013-06-18",null,null,"19747/2013","Obec Předotice","Obec Předotice","3108-724408-00472589-1/1","RVS Kožlí u Čížové",null,"změna 150515/2018","Písek","Předotice","vodovod","Vlastimil Holan",null,"KUCBAWZ0DSHI"]
["2013-04-11","2013-05-24","2013-06-18",null,null,"19747/2013","Obec Předotice","Obec Předotice","3108-724408-00472589-2/1","ÚV Kožlí u Čížové",null,"změna 150515/2018","Písek","Předotice","vodovod","Vlastimil Holan",null,"KUCBAWZ0DSHI"]
["2013-04-11","2013-05-24","2013-06-18",null,null,"19747/2013","Obec Předotice","Obec Předotice","3108-724408-00472589-3/1","KS Kožlí u Čížové",null,"změna 150515/2018","Písek","Předotice","kanalizace","Vlastimil Holan",null,"KUCBAWZ0DSHI"]
["2013-04-11","2013-05-24","2013-06-18",null,null,"19747/2013","Obec Předotice","Obec Předotice","3108-724459-00472589-1/1","RVS Šamonice",null,"změna 150515/2018","Písek","Předotice","vodovod","Vlastimil Holan",null,"KUCBAWZ0DSHI"]
["2013-04-11","2013-05-24","2013-06-18",null,null,"19747/2013","Obec Předotice","Obec Předotice","3108-724467-00472589-1/1","RVS Třebkov",null,"změna 150515/2018","Písek","Předotice","vodovod","Vlastimil Holan",null,"KUCBAWZ0DSHI"]
["2013-04-11","2013-05-24","2013-06-18",null,null,"19747/2013","Obec Předotice","Obec Předotice","3108-724467-00472589-1/2","PŘ zdroje - VDJ Třebkov",null,"změna 150515/2018","Písek","Předotice","vodovod","Vlastimil Holan",null,"KUCBAWZ0DSHI"]
["2013-04-11","2013-05-24","2013-06-18",null,null,"19747/2013","Obec Předotice","Obec Předotice","3108-724467-00472589-2/1","ÚV Třebkov - Šamonice",null,"změna 150515/2018","Písek","Předotice","vodovod","Vlastimil Holan",null,"KUCBAWZ0DSHI"]
["2013-04-11","2013-05-24","2013-06-18",null,null,"19747/2013","Obec Předotice","Obec Předotice","3108-724432-00472589-3/1","KS Podolí II",null,"změna 150515/2018","Písek","Předotice","kanalizace","Vlastimil Holan",null,"KUCBAWZ0DSHI"]
["2018-12-11","2019-02-13","2019-03-12",null,null,"150515/2018","Obec Předotice","Obec Předotice","3108-724459-00472589-1/2","přiváděcí řad Šamonice - Kožlí",null,null,"Písek","Předotice","vodovod","Vlastimil Holan"]
["2018-12-11","2019-02-13","2019-03-12",null,null,"150515/2018","Obec Předotice","Obec Předotice","3108-724467-00472589-1/3","předávací šachta Šamonice - VDJ Třebkov",null,null,"Písek","Předotice","vodovod","Vlastimil Holan"]
["2004-01-19","2004-01-26","2004-02-13",null,null,"1812/2004","Obec Smetanova Lhota","Obec Smetanova Lhota",null,"kanalizace Smetanova Lhota",null,"změna rozhodnutí(spis 466)","Písek","Smetanova Lhota","kanalizace","Václav Kouba",null,"KUCBAWZ0DSHI"]
["2004-01-19","2004-01-26","2004-02-13",null,null,"1822/2004","Obec Oslov","Obec Oslov","3108-713228-00249955-3/1","KS Oslov - stoka F",null,"zrušeno 88275/2015","Písek","Oslov","kanalizace","Josef Častoral",null,"KUCBAWZ0DSHI"]
["2004-01-19","2004-01-26","2004-02-13",null,null,"1822/2004","Obec Oslov","Obec Oslov","3108-713228-00249955-3/2","KS Oslov - stoky B,C,D",null,"zrušeno 88275/2015","Písek","Oslov","kanalizace","Josef Častoral",null,"KUCBAWZ0DSHI"]
["2004-01-19","2004-01-26","2004-02-13",null,null,"1822/2004","Obec Oslov","Obec Oslov","3108-713228-00249955-3/3","KS Oslov - stoka A",null,"zrušeno 88275/2015","Písek","Oslov","kanalizace","Josef Častoral",null,"KUCBAWZ0DSHI"]
["2004-01-19","2004-01-26","2004-02-13",null,null,"1822/2004","Obec Oslov","Obec Oslov","3108-713228-00249955-4/1","ČOV pro 18 RD",null,"zrušeno 88275/2015","Písek","Oslov","kanalizace","Josef Častoral",null,"KUCBAWZ0DSHI"]
["2015-11-30","2015-12-21","2016-01-07",null,null,"88275/2015","Obec Oslov","Obec Oslov","3108-713228-00249955-4/1","ČOV",null,"změna 105575/2025","Písek","Oslov","kanalizace","Josef Bárta",null,"KUCBAWZ0DSHI"]
["2015-11-30","2015-12-21","2016-01-07",null,null,"88275/2015","Obec Oslov","Obec Oslov","3108-713228-00249955-3/1","Kanalizační řady",null,"změna 105575/2025","Písek","Oslov","kanalizace","Josef Bárta",null,"KUCBAWZ0DSHI"]
["2015-11-30","2015-12-21","2016-01-07",null,null,"88275/2015","Obec Oslov","Obec Oslov","3108-713228-00249955-1/1","Vodovodní řady",null,"změna 105575/2025","Písek","Oslov","vodovod","Josef Bárta",null,"KUCBAWZ0DSHI"]
["2015-11-30","2015-12-21","2016-01-07",null,null,"88275/2015","Obec Oslov","Obec Oslov","3108-713228-00249955-2/1","Stavba pro úpravu vody ",null,"změna 105575/2025","Písek","Oslov","vodovod","Josef Bárta",null,"KUCBAWZ0DSHI"]
["2004-01-20","2004-01-22","2004-02-13",null,null,"1836/2004","Obec Lnáře","Obec Lnáře","3101-686247-00251437-3/1","KS Lnáře - do ČOV",null,"zánik odborný zástupce provozovatele","Strakonice","Lnáře","kanalizace","Valo Zdeněk",null,"KUCBAWZ0DSHI"]
["2004-01-20","2004-01-22","2004-02-13",null,null,"1836/2004","Obec Lnáře","Obec Lnáře","3101-686247-00251437-3/2","KS Lnáře - do volných výustí",null,"zánik odborný zástupce provozovatele","Strakonice","Lnáře","kanalizace","Valo Zdeněk",null,"KUCBAWZ0DSHI"]
["2004-01-20","2004-01-22","2004-02-13",null,null,"1836/2004","Obec Lnáře","Obec Lnáře","3101-686247-00251437-4/1","ČOV Lnáře",null,"zánik odborný zástupce provozovatele","Strakonice","Lnáře","kanalizace","Valo Zdeněk",null,"KUCBAWZ0DSHI"]
["2003-01-23","2004-01-28","2004-02-19",null,null,"3034/2004","VaK JČ a.s.","Město Mladá Vožice","3112-696722-00252557-3/1","PS  \"A\"      SS Ml. Vožice - ČOV Ml. Vožice",null,"zrušeno 10122/2012 ke dni 31.12.2012",null,null,null,null,null,"KUCBAWZ0DSHI"]
["2003-01-23","2004-01-28","2004-02-19",null,null,"3034/2004","VaK JČ a.s.","Město Mladá Vožice","3112-696722-00252557-3/2","PS  \"A1\"  SS Ml. Vožice - ČOV Mladá Vožice",null,"zrušeno 10122/2012 ke dni 31.12.2012",null,null,null,null,null,"KUCBAWZ0DSHI"]
["2003-01-23","2004-01-28","2004-02-19",null,null,"3034/2004","VaK JČ a.s.","Město Mladá Vožice","3112-696722-00252557-3/3","SS Mladá Vožice",null,"zrušeno 10122/2012 ke dni 31.12.2012",null,null,null,null,null,"KUCBAWZ0DSHI"]
["2003-01-23","2004-01-28","2004-02-19",null,null,"3034/2004","VaK JČ a.s.","Město Mladá Vožice","3112-696722-00252557-4/1","ČOV Mladá Vožice",null,"zrušeno 10122/2012 ke dni 31.12.2012",null,null,null,null,null,"KUCBAWZ0DSHI"]
["2003-01-23","2004-01-28","2004-02-19",null,null,"3034/2004","VaK JČ a.s.","Město Mladá Vožice","3112-656909-00252557-2/1","Odkyselovací stanice Janov",null,"zrušeno rozhodnutím 179/2009",null,null,null,null,null,"KUCBAWZ0DSHI"]
["2003-01-23","2004-01-28","2004-02-19",null,null,"3034/2004","VaK JČ a.s.","Město Mladá Vožice","3112-740284-00252557-2/1","Prameniště Radostovice - Nahořany",null,"zrušeno rozhodnutím 179/2009",null,null,null,null,null,"KUCBAWZ0DSHI"]
["2003-01-23","2004-01-28","2004-02-19",null,null,"3034/2004","VaK JČ a.s.","Město Mladá Vožice","3112-745073-00252557-2/1","Pramenní jímka Řemíčov",null,"zrušeno 10122/2012 ke dni 31.12.2012",null,null,null,null,null,"KUCBAWZ0DSHI"]
["2003-01-23","2004-01-28","2004-02-19",null,null,"3034/2004","VaK JČ a.s.","Město Mladá Vožice","3112-696722-00252557-1/1","PŘ pram. Radostovice-Nahořany  -  RVS Ml. Vožice",null,"zrušeno 10122/2012 ke dni 31.12.2012",null,null,null,null,null,"KUCBAWZ0DSHI"]
["2003-01-23","2004-01-28","2004-02-19",null,null,"3034/2004","VaK JČ a.s.","Město Mladá Vožice","3112-745073-00252557-1/1","PŘ     prameniště Řemíčov - ČS Řemíčov",null,"zrušeno 10122/2012 ke dni 31.12.2012",null,null,null,null,null,"KUCBAWZ0DSHI"]
["2003-01-23","2004-01-28","2004-02-19",null,null,"3034/2004","VaK JČ a.s.","Město Mladá Vožice","3112-696722-00252557-1/2","PŘ  ČS Řemíčov - RVS Mladá Vožice (včetně ČS)",null,"zrušeno 10122/2012 ke dni 31.12.2012",null,null,null,null,null,"KUCBAWZ0DSHI"]
["2003-01-23","2004-01-28","2004-02-19",null,null,"3034/2004","VaK JČ a.s.","Město Mladá Vožice","3112-696722-00252557-1/3","RVS Mladá Vožice",null,"zrušeno 10122/2012 ke dni 31.12.2012",null,null,null,null,null,"KUCBAWZ0DSHI"]
["2008-12-18","2009-01-20","2009-02-10",null,null,"179/2009","VaK JČ a.s.","Město Mladá Vožice","3112-656909-00252557-2/1","Odkyselovací stanice Janov (+ prameniště)",null,"zrušeno 10122/2012 ke dni 31.12.2012",null,null,null,null,null,"KUCBAWZ0DSHI"]
["2003-01-23","2004-01-28","2004-02-19",null,null,"3034/2004","ČEVAK a.s.","Obec Božetice","3107-608840-00249556-1/1","PŘ – VDJ Sepekov – obec Božetice",null,"zrušeno 107548/2024",null,null,null,null,null,"KUCBAWZ0DSHI"]
["2003-01-23","2004-01-28","2004-02-19",null,null,"3034/2004","ČEVAK a.s.","Obec Božetice","3107-608840-00249556-1/2","RVS Božetice",null,"zrušeno 107548/2024",null,null,null,null,null,"KUCBAWZ0DSHI"]
["2024-09-05","2024-10-17","2024-11-05",null,null,"107548/2024","ČEVAK a.s.","Obec Božetice","3107-608840-00249556-1/1","Božetice - vodovodní síť"]
["2003-01-23","2004-01-28","2004-02-19",null,null,"3034/2004","ČEVAK a.s.","Obec Kovářov ","3107-718831-00249777-2/1","vrty Kovářov - HJ1/27m;             HJ 2/29,14m; HJ 3/25,15m",null,"zrušeno 97381/2025",null,null,null,null,null,"KUCBAWZ0DSHI"]
["2003-01-23","2004-01-28","2004-02-19",null,null,"3034/2004","VaK JČ a.s.","Obec Kovářov ","3107-671380-00249777-2/1","ČS Kovářov (včetně akumulace a odradonování)",null,"zrušeno rozhodnutím 179/2009",null,null,null,null,null,"KUCBAWZ0DSHI"]
["2003-01-23","2004-01-28","2004-02-19",null,null,"3034/2004","VaK JČ a.s.","Obec Kovářov ","3107-671380-00249777-1/1","PŘ  vrt HJ 1 - ČS Kovářov",null,"zrušeno rozhodnutím 179/2009",null,null,null,null,null,"KUCBAWZ0DSHI"]
["2003-01-23","2004-01-28","2004-02-19",null,null,"3034/2004","VaK JČ a.s.","Obec Kovářov ","3107-671380-00249777-1/2","PŘ  ČS Kovářov - VDJ  Kovářov (včetně VDJ)",null,"zrušeno rozhodnutím 179/2009",null,null,null,null,null,"KUCBAWZ0DSHI"]
["2003-01-23","2004-01-28","2004-02-19",null,null,"3034/2004","VaK JČ a.s.","Obec Kovářov ","3107-671380-00249777-1/3","PŘ VDJ Kovářov - obec Kovářov",null,"zrušeno rozhodnutím 179/2009",null,null,null,null,null,"KUCBAWZ0DSHI"]
["2003-01-23","2004-01-28","2004-02-19",null,null,"3034/2004","ČEVAK a.s.","Obec Kovářov ","3107-718831-00249777-1/1","PŘ  vrt HJ 3 - HJ 1 (Kovářov)",null,"zrušeno 97381/2025",null,null,null,null,null,"KUCBAWZ0DSHI"]
["2003-01-23","2004-01-28","2004-02-19",null,null,"3034/2004","ČEVAK a.s.","Obec Kovářov ","3107-718831-00249777-1/2","PŘ vrt HJ 2 - HJ1 (Kovářov)",null,"zrušeno 97381/2025",null,null,null,null,null,"KUCBAWZ0DSHI"]
["2003-01-23","2004-01-28","2004-02-19",null,null,"3034/2004","ČEVAK a.s.","Obec Kovářov ","3107-671380-00249777-1/4","RVS Kovářov",null,"zrušeno 97381/2025",null,null,null,null,null,"KUCBAWZ0DSHI"]
["2003-01-23","2004-01-28","2004-02-19",null,null,"3034/2004","ČEVAK a.s.","Obec Kovářov ","3107-671401-00249777-1/1","PŘ Kovářov - Kovářov/Radvánov",null,"zrušeno 97381/2025",null,null,null,null,null,"KUCBAWZ0DSHI"]
["2003-01-23","2004-01-28","2004-02-19",null,null,"3034/2004","ČEVAK a.s.","Obec Kovářov ","3107-671401-00249777-1/2","RVS Kovářov/Radvánov",null,"zrušeno 97381/2025",null,null,null,null,null,"KUCBAWZ0DSHI"]
["2003-01-23","2004-01-28","2004-02-19",null,null,"3034/2004","ČEVAK a.s.","Obec Kovářov ","3107-671401-00249777-1/3","PŘ Kovářov/Radvánov - Kovářov/Zlučín",null,"zrušeno 97381/2025",null,null,null,null,null,"KUCBAWZ0DSHI"]
["2003-01-23","2004-01-28","2004-02-19",null,null,"3034/2004","ČEVAK a.s.","Obec Kovářov ","3107-671401-00249777-1/4","RVS Kovářov/Zlučín",null,"zrušeno 97381/2025",null,null,null,null,null,"KUCBAWZ0DSHI"]
["2008-12-18","2009-01-20","2009-02-10",null,null,"179/2009","ČEVAK a.s.","Obec Kovářov ","3107-671380-00249777-1/1","PŘ  vrt HJ 1 - VDJ Kovářov (včetně ČS a akumulace)",null,"zrušeno 97381/2025",null,null,null,null,null,"KUCBAWZ0DSHI"]
["2008-12-18","2009-01-20","2009-02-10",null,null,"179/2009","ČEVAK a.s.","Obec Kovářov ","3107-671380-00249777-1/2","PŘ VDJ Kovářov - obec Kovářov (včetně VDJ)",null,"zrušeno 97381/2025",null,null,null,null,null,"KUCBAWZ0DSHI"]
["2025-08-21","2025-09-18","2025-10-22",null,null,"97381/2025","ČEVAK a.s.","Obec Kovářov ","3107-671380-00249777-1/1","Kovářov - přív.řad: vrty - ÚV Kovářov"]
["2025-08-21","2025-09-18","2025-10-22",null,null,"97381/2025","ČEVAK a.s.","Obec Kovářov ","3107-671380-00249777-1/2","Kovářov, Radvánov, Zlučín - vodovodní síť"]
["2025-08-21","2025-09-18","2025-10-22",null,null,"97381/2025","ČEVAK a.s.","Obec Kovářov ","3107-671380-00249777-2/1","Kovářov - ÚV"]
["2003-01-23","2004-01-28","2004-02-19",null,null,"3034/2004","ČEVAK a.s.","Město Soběslav","3110-751707-00252921-3/1","SS Soběslav",null,"změna 111438/2018, 118427/2025",null,null,null,null,null,"KUCBAWZ0DSHI"]
["2003-01-23","2004-01-28","2004-02-19",null,null,"3034/2004","ČEVAK a.s.","Město Soběslav","3110-751707-00252921-3/2","PS  OK 12 - ČOV Soběslav",null,"změna 111438/2018, zrušeno 118427/2025",null,null,null,null,null,"KUCBAWZ0DSHI"]
["2003-01-23","2004-01-28","2004-02-19",null,null,"3034/2004","ČEVAK a.s.","Město Soběslav","3110-751707-00252921-3/3","PS sídl. Svákov - ČOV Soběslav",null,"změna 111438/2018, zrušeno 118427/2025",null,null,null,null,null,"KUCBAWZ0DSHI"]
["2003-01-23","2004-01-28","2004-02-19",null,null,"3034/2004","ČEVAK a.s.","Město Soběslav","3110-751707-00252921-4/1","ČOV Soběslav",null,"změna 111438/2018, 118427/2025",null,null,null,null,null,"KUCBAWZ0DSHI"]
["2003-01-23","2004-01-28","2004-02-19",null,null,"3034/2004","ČEVAK a.s.","Město Soběslav","3110-751804-00252921-1/1","PŘ Soběslav  VSTM - VDJ Chlebov (včetně VDJ)",null,"změna 111438/2018, zrušeno 118427/2025",null,null,null,null,null,"KUCBAWZ0DSHI"]
["2003-01-23","2004-01-28","2004-02-19",null,null,"3034/2004","ČEVAK a.s.","Město Soběslav","3110-751804-00252921-1/1","PŘ   VDJ Chlebov -  RVS Soběslav",null,"změna 111438/2018, zrušeno 118427/2025",null,null,null,null,null,"KUCBAWZ0DSHI"]
["2003-01-23","2004-01-28","2004-02-19",null,null,"3034/2004","ČEVAK a.s.","Město Soběslav","3110-751707-00252921-1/2","RVS Soběslav",null,"změna 111438/2018, zrušeno 118427/2025",null,null,null,null,null,"KUCBAWZ0DSHI"]
["2018-09-04","2018-09-21","2018-10-10",null,null,"111438/2018","ČEVAK a.s.","Město Soběslav","3110-751804-00252921-4/1","ČOV Chlebov",null,"změna 118427/2025"]
["2018-09-04","2018-09-21","2018-10-10",null,null,"111438/2018","ČEVAK a.s.","Město Soběslav","3110-751804-00252921-3/1","SS Chlebov",null,"změna 118427/2025"]
["2025-10-17","2025-12-05","2025-12-23",null,null,"118427/2025","ČEVAK a.s.","Město Soběslav","3110-751707-00252921-1/1","Soběslav, Chlebov - vodovodní síť"]
["2003-01-23","2004-01-28","2004-02-19",null,null,"3034/2004","VaK JČ a.s.","Město Bechyně","3112-601543-00252069-3/1","SS Bechyně",null,"zrušeno rozhodnutím 19833/2009",null,null,null,null,null,"KUCBAWZ0DSID"]
["2003-01-23","2004-01-28","2004-02-19",null,null,"3034/2004","VaK JČ a.s.","Město Bechyně","3112-601560-00252069-3/1","SS Bechyně/Senožaty",null,"zrušeno rozhodnutím 19833/2009",null,null,null,null,null,"KUCBAWZ0DSID"]
["2003-01-23","2004-01-28","2004-02-19",null,null,"3034/2004","VaK JČ a.s.","Město Bechyně","3112-650358-00252069-3/1","SS Bechyně/Hvožďany",null,"zrušeno rozhodnutím 19833/2009",null,null,null,null,null,"KUCBAWZ0DSID"]
["2003-01-23","2004-01-28","2004-02-19",null,null,"3034/2004","VaK JČ a.s.","Město Bechyně","3112-601543-00252069-4/1","ČOV Bechyně",null,"zrušeno rozhodnutím 19833/2009",null,null,null,null,null,"KUCBAWZ0DSID"]
["2003-01-23","2004-01-28","2004-02-19",null,null,"3034/2004","ČEVAK a.s.","Obec Přeštěnice","3107-735248-00250040-1/1","PŘ-výtlak    -VDJ Sepekov-       ČS Týnice (včetně ČS)",null,"zrušeno 118421/2025",null,null,null,null,null,"KUCBAWZ0DSID"]
["2003-01-23","2004-01-28","2004-02-19",null,null,"3034/2004","ČEVAK a.s.","Obec Přeštěnice","3107-735230-00250040-1/1","PŘ-výtlak    -ČS Týnice  -        VDJ Přeštěnice (včetně VDJ)",null,"zrušeno 118421/2025",null,null,null,null,null,"KUCBAWZ0DSID"]
["2003-01-23","2004-01-28","2004-02-19",null,null,"3034/2004","ČEVAK a.s.","Obec Přeštěnice","3107-735230-00250040-1/2","PŘ- VDJ Přeštěnice – obec Přeštěnice",null,"zrušeno 118421/2025",null,null,null,null,null,"KUCBAWZ0DSID"]
["2003-01-23","2004-01-28","2004-02-19",null,null,"3034/2004","ČEVAK a.s.","Obec Přeštěnice","3107-735230-00250040-1/3","RVS Přeštěnice",null,"zrušeno 118421/2025",null,null,null,null,null,"KUCBAWZ0DSID"]
["2003-01-23","2004-01-28","2004-02-19",null,null,"3034/2004","ČEVAK a.s.","Obec Přeštěnice","3107-735248-00250040-1/2","RVS Přeštěnice/Týnice",null,"zrušeno 118421/2025",null,null,null,null,null,"KUCBAWZ0DSID"]
["2025-10-17","2025-11-27","2025-12-13",null,null,"118421/2025","ČEVAK a.s.","Obec Přeštěnice","3107-735230-00250040-1/1","Přeštěnice - přív. řad: ČSV Týnice - VDJ Přeštěnice"]
["2025-10-17","2025-11-27","2025-12-13",null,null,"118421/2025","ČEVAK a.s.","Obec Přeštěnice","3107-735230-00250040-1/2","Přeštěnice, Mlčkov - vodovodní síť"]
["2025-10-17","2025-11-27","2025-12-13",null,null,"118421/2025","ČEVAK a.s.","Obec Přeštěnice","3107-735248-00250040-1/1","Přeštěnice - přív.řad: VDJ Sepekov - ČSV Týnice"]
["2025-10-17","2025-11-27","2025-12-13",null,null,"118421/2025","ČEVAK a.s.","Obec Přeštěnice","3107-735248-00250040-1/2","Přeštěnice - Týnice - vodovodní síť"]
["2003-01-23","2004-01-28","2004-02-19",null,null,"3034/2004","ČEVAK a.s.","Obec Sepekov","3107-747602-00250091-1/1","RVS Sepekov",null,null,null,null,null,null,null,"KUCBAWZ0DSID"]
["2003-01-23","2004-01-28","2004-02-19",null,null,"3034/2004","ČEVAK a.s.","Obec Sepekov, Obec Božetice, Obec Přeštěnice","3107-747602-00250091-2/1","ČS Zůrová (včetně  5 ks studní)",null,null,null,null,null,null,null,"KUCBAWZ0DSID"]
["2003-01-23","2004-01-28","2004-02-19",null,null,"3034/2004","ČEVAK a.s.","Obec Sepekov, Obec Božetice, Obec Přeštěnice","3107-747602-00250091-2/2","ČS Louže (včetně  2 ks studní)",null,null,null,null,null,null,null,"KUCBAWZ0DSID"]
["2003-01-23","2004-01-28","2004-02-19",null,null,"3034/2004","ČEVAK a.s.","Obec Sepekov, Obec Božetice, Obec Přeštěnice","3107-747602-00250091-1/2","PŘ studny D. Voda – ČS Zůrová",null,null,null,null,null,null,null,"KUCBAWZ0DSID"]
["2003-01-23","2004-01-28","2004-02-19",null,null,"3034/2004","ČEVAK a.s.","Obec Sepekov, Obec Božetice, Obec Přeštěnice","3107-608840-00250091-1/1","PŘ ČS Zůrová – VDJ Sepekov (včetně VDJ)",null,null,null,null,null,null,null,"KUCBAWZ0DSID"]
["2003-01-23","2004-01-28","2004-02-19",null,null,"3034/2004","ČEVAK a.s.","Obec Sepekov, Obec Božetice, Obec Přeštěnice","3107-747602-00250091-1/3","PŘ VDJ Sepekov – ČS Louže",null,null,null,null,null,null,null,"KUCBAWZ0DSID"]
["2003-01-23","2004-01-28","2004-02-19",null,null,"3034/2004","ČEVAK a.s.","Obec Sepekov, Obec Božetice, Obec Přeštěnice","3107-747602-00250091-1/4","PŘ ČS Louže  -  V-S-T-M",null,null,null,null,null,null,null,"KUCBAWZ0DSID"]
["2003-01-23","2004-01-28","2004-02-19",null,null,"3034/2004","ČEVAK a.s.","Obec Sepekov, Obec Božetice, Obec Přeštěnice","3107-608840-00250091-1/2","PŘ  V-S-T-M  -  VDJ Sepekov",null,null,null,null,null,null,null,"KUCBAWZ0DSID"]
["2003-01-23","2004-01-28","2004-02-19",null,null,"3034/2004","ČEVAK a.s.","Obec Hrejkovice","3107-704571-00249688-2/1","ÚV Níkovice (včetně vrtů N1/58,6m; N2/58,6m)",null,"zrušeno 68795/2025",null,null,null,null,null,"KUCBAWZ0DSID"]
["2003-01-23","2004-01-28","2004-02-19",null,null,"3034/2004","ČEVAK a.s.","Obec Hrejkovice","3107-704571-00249688-1/1","PŘ vrty N1, N2 - ÚV Níkovice",null,"zrušeno 68795/2025",null,null,null,null,null,"KUCBAWZ0DSID"]
["2003-01-23","2004-01-28","2004-02-19",null,null,"3034/2004","ČEVAK a.s.","Obec Hrejkovice","3107-704571-00249688-1/2","PŘ - výtl.- ÚV Níkovice - VDJ Níkovice(včetně VDJ)",null,"zrušeno 68795/2025",null,null,null,null,null,"KUCBAWZ0DSID"]
["2003-01-23","2004-01-28","2004-02-19",null,null,"3034/2004","ČEVAK a.s.","Obec Hrejkovice","3107-704571-00249688-1/3","PŘ     VDJ Níkovice - RŠ Níkovice",null,"zrušeno 68795/2025",null,null,null,null,null,"KUCBAWZ0DSID"]
["2003-01-23","2004-01-28","2004-02-19",null,null,"3034/2004","ČEVAK a.s.","Obec Hrejkovice","3107-704571-00249688-1/4","RVS Hrejkovice/Níkovice",null,"zrušeno 68795/2025",null,null,null,null,null,"KUCBAWZ0DSID"]
["2003-01-23","2004-01-28","2004-02-19",null,null,"3034/2004","ČEVAK a.s.","Obec Hrejkovice","3107-648094-00249688-1/1","PŘ    RŠ Níkovice - Hrejkovice",null,"zrušeno 68795/2025",null,null,null,null,null,"KUCBAWZ0DSID"]
["2003-01-23","2004-01-28","2004-02-19",null,null,"3034/2004","ČEVAK a.s.","Obec Hrejkovice","3107-648094-00249688-1/2","RVS Hrejkovice",null,"zrušeno 68795/2025",null,null,null,null,null,"KUCBAWZ0DSID"]
["2025-06-04","2025-06-26","2025-07-12",null,null,"68795/2025","ČEVAK a.s.","Obec Hrejkovice","3107-648094-00249688-1/1","Hrejkovice, Níkovice - vodovodní síť"]
["2025-06-04","2025-06-26","2025-07-12",null,null,"68795/2025","ČEVAK a.s.","Obec Hrejkovice","3107-704571-00249688-1/1","Hrejkovice - přív.řad: ÚV Níkovice - VDJ Níkovice"]
["2025-06-04","2025-06-26","2025-07-12",null,null,"68795/2025","ČEVAK a.s.","Obec Hrejkovice","3107-704571-00249688-2/1","Hrejkovice - Níkovice – ÚV"]
["2003-01-23","2004-01-28","2004-02-19",null,null,"3034/2004","VaK JČ a.s.","Město Volyně","3111-784958-00252000-1/1","RVS Volyně",null,"zrušeno rozhodnutím 8699/2011",null,null,null,null,null,"KUCBAWZ0DSID"]
["2003-01-23","2004-01-28","2004-02-19",null,null,"3034/2004","VaK JČ a.s.","Město Volyně","3111-704628-00252000-1/2","RVS  Volyně – místní část Černětice",null,"zrušeno rozhodnutím 8699/2011",null,null,null,null,null,"KUCBAWZ0DSID"]
["2003-01-23","2004-01-28","2004-02-19",null,null,"3034/2004","VaK JČ a.s.","Město Volyně","3111-784958-00252000-3/1","Stoková síť   Volyně",null,"zrušeno rozhodnutím 8699/2011",null,null,null,null,null,"KUCBAWZ0DSID"]
["2003-01-23","2004-01-28","2004-02-19",null,null,"3034/2004","VaK JČ a.s.","Město Volyně","3111-784958-00252000-4/1","ČOV Volyně",null,"zrušeno rozhodnutím 8699/2011",null,null,null,null,null,"KUCBAWZ0DSID"]
["2003-01-23","2004-01-28","2004-02-19",null,null,"3046/2004","VaK JČ a.s.","Svazek obcí vodovod Křemže","3103-675768-65028376-2/2","prameniště s vrty HJ1, HJ3, HJ4 – Křemže",null,"zrušeno rozhodnutím 17966/2011",null,null,null,null,null,"KUCBAWZ0DSID"]
["2003-01-23","2004-01-28","2004-02-19",null,null,"3046/2004","VaK JČ a.s.","Svazek obcí vodovod Křemže","3103-675768-65028376-1/10","PŘ z vrtů do ČS s VDJ 50 m3 Vackův mlýn v Křemži",null,"zrušeno rozhodnutím 17966/2011",null,null,null,null,null,"KUCBAWZ0DSID"]
["2003-01-23","2004-01-28","2004-02-19",null,null,"3046/2004","VaK JČ a.s.","Svazek obcí vodovod Křemže","3103-675768-65028376-1/11","PŘ od ČS Vackův mlýn na VDJ 2x275 a 80 m3 Křemže",null,"zrušeno rozhodnutím 17966/2011",null,null,null,null,null,"KUCBAWZ0DSID"]
["2003-01-23","2004-01-28","2004-02-19",null,null,"3046/2004","VaK JČ a.s.","Svazek obcí vodovod Křemže","3103-675768-65028376-1/12","RVS – Křemže",null,"zrušeno rozhodnutím 17966/2011",null,null,null,null,null,"KUCBAWZ0DSID"]
["2003-01-23","2004-01-28","2004-02-19",null,null,"3046/2004","VaK JČ a.s.","Svazek obcí vodovod Křemže","3103-675768-65028376-1/13","RVS – Mříč",null,"zrušeno rozhodnutím 17966/2011",null,null,null,null,null,"KUCBAWZ0DSID"]
["2003-01-23","2004-01-28","2004-02-19",null,null,"3046/2004","VaK JČ a.s.","Svazek obcí vodovod Křemže","3103-651460-65028376-2/3","pram. Planský  r. 1930; Moučků r.1972 – Chlum",null,"zrušeno rozhodnutím 17966/2011",null,null,null,null,null,"KUCBAWZ0DSID"]
["2003-01-23","2004-01-28","2004-02-19",null,null,"3046/2004","VaK JČ a.s.","Svazek obcí vodovod Křemže","3103-651460-65028376-1/7","PŘ z pram.  Planský, Moučků do VDJ 150 m3 – Chlum",null,"zrušeno rozhodnutím 17966/2011",null,null,null,null,null,"KUCBAWZ0DSID"]
["2003-01-23","2004-01-28","2004-02-19",null,null,"3046/2004","VaK JČ a.s.","Svazek obcí vodovod Křemže","3103-651460-65028376-1/8","RVS – Chlum u Křemže",null,"zrušeno rozhodnutím 17966/2011",null,null,null,null,null,"KUCBAWZ0DSID"]
["2003-01-23","2004-01-28","2004-02-19",null,null,"3046/2004","VaK JČ a.s.","Svazek obcí vodovod Křemže","3103-675768-65028376-2/1","zdroje a objekt odkysel. zařízení Chmelná",null,"zrušeno rozhodnutím 17966/2011",null,null,null,null,null,"KUCBAWZ0DSID"]
["2003-01-23","2004-01-28","2004-02-19",null,null,"3046/2004","VaK JČ a.s.","Svazek obcí vodovod Křemže","3103-675768-65028376-1/1","PŘ z prameniště Chmelná přes odkys. do VDJ Chmelná",null,"zrušeno rozhodnutím 17966/2011",null,null,null,null,null,"KUCBAWZ0DSID"]
["2003-01-23","2004-01-28","2004-02-19",null,null,"3046/2004","VaK JČ a.s.","Svazek obcí vodovod Křemže","3103-675768-65028376-1/2","PŘ od VDJ Chmelná k nadzem. hydr. RVS Chmelná",null,"zrušeno rozhodnutím 17966/2011",null,null,null,null,null,"KUCBAWZ0DSID"]
["2003-01-23","2004-01-28","2004-02-19",null,null,"3046/2004","VaK JČ a.s.","Svazek obcí vodovod Křemže","3103-675768-65028376-1/3","PŘ z arm. šachty Stupná do VDJ  50 m3 Chmelná",null,"zrušeno rozhodnutím 17966/2011",null,null,null,null,null,"KUCBAWZ0DSID"]
["2003-01-23","2004-01-28","2004-02-19",null,null,"3046/2004","VaK JČ a.s.","Svazek obcí vodovod Křemže","3103-675768-65028376-1/4","RVS – Chmelná",null,"zrušeno rozhodnutím 17966/2011",null,null,null,null,null,"KUCBAWZ0DSID"]
["2003-01-23","2004-01-28","2004-02-19",null,null,"3046/2004","VaK JČ a.s.","Svazek obcí vodovod Křemže","3103-675768-65028376-1/8","PŘ za VDJ Křemže (2x275 m3) k RVS Chlumeček",null,"zrušeno rozhodnutím 17966/2011",null,null,null,null,null,"KUCBAWZ0DSID"]
["2003-01-23","2004-01-28","2004-02-19",null,null,"3046/2004","VaK JČ a.s.","Svazek obcí vodovod Křemže","3103-675768-65028376-1/9","RVS – Chlumeček",null,"zrušeno rozhodnutím 17966/2011",null,null,null,null,null,"KUCBAWZ0DSID"]
["2003-01-23","2004-01-28","2004-02-19",null,null,"3046/2004","VaK JČ a.s.","Svazek obcí vodovod Křemže","3103-675768-65028376-1/5","PŘ od vodoměrné šachty Chlumeček k hydrantu Stupná",null,"zrušeno rozhodnutím 17966/2011",null,null,null,null,null,"KUCBAWZ0DSID"]
["2003-01-23","2004-01-28","2004-02-19",null,null,"3046/2004","VaK JČ a.s.","Svazek obcí vodovod Křemže","3103-675768-65028376-1/6","RVS – Stupná",null,"zrušeno rozhodnutím 17966/2011",null,null,null,null,null,"KUCBAWZ0DSID"]
["2003-01-23","2004-01-28","2004-02-19",null,null,"3046/2004","VaK JČ a.s.","Svazek obcí vodovod Křemže","3103-675768-65028376-1/7","PŘ od předáv. vodom. ve Stupné na osadu Vinná",null,"zrušeno rozhodnutím 17966/2011",null,null,null,null,null,"KUCBAWZ0DSID"]
["2003-01-23","2004-01-28","2004-02-19",null,null,"3046/2004","VaK JČ a.s.","Svazek obcí vodovod Křemže","3103-651460-65028376-2/2","prameniště Loučej",null,"zrušeno rozhodnutím 17966/2011",null,null,null,null,null,"KUCBAWZ0DSID"]
["2003-01-23","2004-01-28","2004-02-19",null,null,"3046/2004","VaK JČ a.s.","Svazek obcí vodovod Křemže","3103-651460-65028376-1/4","PŘ od odbočky na Loučej na VDJ 40 m3 Loučej",null,"zrušeno rozhodnutím 17966/2011",null,null,null,null,null,"KUCBAWZ0DSID"]
["2003-01-23","2004-01-28","2004-02-19",null,null,"3046/2004","VaK JČ a.s.","Svazek obcí vodovod Křemže","3103-651460-65028376-1/5","PŘ od pram. Loučej do VDJ 100 m3 Loučej II",null,"zrušeno rozhodnutím 17966/2011",null,null,null,null,null,"KUCBAWZ0DSID"]
["2003-01-23","2004-01-28","2004-02-19",null,null,"3046/2004","VaK JČ a.s.","Svazek obcí vodovod Křemže","3103-651460-65028376-1/6","RVS – Loučej",null,"zrušeno rozhodnutím 17966/2011",null,null,null,null,null,"KUCBAWZ0DSID"]
["2003-01-23","2004-01-28","2004-02-19",null,null,"3046/2004","VaK JČ a.s.","Svazek obcí vodovod Křemže","3103-651460-65028376-1/1","PŘ od jímání z Lhoteckého p. do ÚV Lhotka",null,"zrušeno rozhodnutím 17966/2011",null,null,null,null,null,"KUCBAWZ0DSID"]
["2003-01-23","2004-01-28","2004-02-19",null,null,"3046/2004","VaK JČ a.s.","Svazek obcí vodovod Křemže","3103-651460-65028376-2/1","ÚV – Lhotka",null,"zrušeno rozhodnutím 17966/2011",null,null,null,null,null,"KUCBAWZ0DSID"]
["2003-01-23","2004-01-28","2004-02-19",null,null,"3046/2004","VaK JČ a.s.","Svazek obcí vodovod Křemže","3103-651460-65028376-1/2","PŘ od VDJ 50 m3 na odbočku pro Lhotku i Loučej",null,"zrušeno rozhodnutím 17966/2011",null,null,null,null,null,"KUCBAWZ0DSID"]
["2003-01-23","2004-01-28","2004-02-19",null,null,"3046/2004","VaK JČ a.s.","Svazek obcí vodovod Křemže","3103-651460-65028376-1/3","RVS – Lhotka",null,"zrušeno rozhodnutím 17966/2011",null,null,null,null,null,"KUCBAWZ0DSID"]
["2003-01-23","2004-01-28","2004-02-19",null,null,"3046/2004","VaK JČ a.s.","Svazek obcí vodovod Křemže","3102-785105-65028376-1/6","PŘ – Mříč – VDJ  Vrábče",null,"zrušeno rozhodnutím 17966/2011",null,null,null,null,null,"KUCBAWZ0DSID"]
["2003-01-23","2004-01-28","2004-02-19",null,null,"3046/2004","VaK JČ a.s.","Svazek obcí vodovod Křemže","3102-785105-65028376-1/5","RVS – Vrábče",null,"zrušeno rozhodnutím 17966/2011",null,null,null,null,null,"KUCBAWZ0DSID"]
["2003-01-23","2004-01-28","2004-02-19",null,null,"3046/2004","VaK JČ a.s.","Svazek obcí vodovod Křemže","3102-785105-65028376-1/7","PŘ – Vrábče – Kroclov",null,"zrušeno rozhodnutím 17966/2011",null,null,null,null,null,"KUCBAWZ0DSID"]
["2003-01-23","2004-01-28","2004-02-19",null,null,"3046/2004","VaK JČ a.s.","Svazek obcí vodovod Křemže","3102-785105-65028376-1/4","RVS  Kroclov",null,"zrušeno rozhodnutím 17966/2011",null,null,null,null,null,"KUCBAWZ0DSID"]
["2003-01-23","2004-01-28","2004-02-19",null,null,"3046/2004","VaK JČ a.s.","Svazek obcí vodovod Křemže","3102-785105-65028376-1/3","PŘ- Kroclov – Jamné",null,"zrušeno rozhodnutím 17966/2011",null,null,null,null,null,"KUCBAWZ0DSID"]
["2003-01-23","2004-01-28","2004-02-19",null,null,"3046/2004","VaK JČ a.s.","Svazek obcí vodovod Křemže","3102-608025-65028376-1/1","RVS – Jamné",null,"zrušeno rozhodnutím 17966/2011",null,null,null,null,null,"KUCBAWZ0DSID"]
["2003-01-23","2004-01-28","2004-02-19",null,null,"3046/2004","VaK JČ a.s.","Svazek obcí vodovod Křemže","3102-785105-65028376-1/2","PŘ Vrábče – Koroseky",null,"zrušeno rozhodnutím 17966/2011",null,null,null,null,null,"KUCBAWZ0DSID"]
["2003-01-23","2004-01-28","2004-02-19",null,null,"3046/2004","VaK JČ a.s.","Svazek obcí vodovod Křemže","3102-785105-65028376-1/1","RVS –Koroseky",null,"zrušeno rozhodnutím 17966/2011",null,null,null,null,null,"KUCBAWZ0DSID"]
["2003-01-23","2004-01-28","2004-02-19",null,null,"3046/2004","VaK JČ a.s.","Svazek obcí vodovod Křemže","3102-785121-65028376-1/2","PŘ-Koroseky- Záhorčice",null,"zrušeno rozhodnutím 17966/2011",null,null,null,null,null,"KUCBAWZ0DSID"]
["2003-01-23","2004-01-28","2004-02-19",null,null,"3046/2004","VaK JČ a.s.","Svazek obcí vodovod Křemže","3102-785121-65028376-1/1","RVS – Záhorčice",null,"zrušeno rozhodnutím 17966/2011",null,null,null,null,null,"KUCBAWZ0DSID"]
["2003-01-23","2004-01-28","2004-02-19",null,null,"3046/2004","VaK JČ a.s.","Svazek obcí vodovod Křemže","3102-785091-65028376-2/1","vrt+studna Slavče",null,"zrušeno rozhodnutím 17966/2011",null,null,null,null,null,"KUCBAWZ0DSID"]
["2003-01-23","2004-01-28","2004-02-19",null,null,"3046/2004","VaK JČ a.s.","Svazek obcí vodovod Křemže","3102-785091-65028376-1/1","RVS – Slavče",null,"zrušeno rozhodnutím 17966/2011",null,null,null,null,null,"KUCBAWZ0DSID"]
["2011-05-11","2011-06-06","2011-06-23",null,null,"17966/2011","ČEVAK a.s.","Svazek obcí vodovod Křemže","3103-651460-65028376-2/2"," Křemže - Loučej - prameniště",null,"zrušeno 99724/2021",null,null,null,null,null,"KUCBAWZ0DSID"]
["2011-05-11","2011-06-06","2011-06-23",null,null,"17966/2011","ČEVAK a.s.","Svazek obcí vodovod Křemže","3103-675768-65028376-2/2"," Křemže - vrty HV-1, HJ-3, HJ-4",null,"zrušeno 99724/2021",null,null,null,null,null,"KUCBAWZ0DSID"]
["2011-05-11","2011-06-06","2011-06-23",null,null,"17966/2011","ČEVAK a.s.","Svazek obcí vodovod Křemže","3103-651460-65028376-2/5"," Křemže - Loučej - jímací objekt 2",null,"zrušeno 99724/2021",null,null,null,null,null,"KUCBAWZ0DSID"]
["2011-05-11","2011-06-06","2011-06-23",null,null,"17966/2011","ČEVAK a.s.","Svazek obcí vodovod Křemže","3103-651460-65028376-1/1 ","Lhotka, PŘ od Lhotka - jím. objekt 1 na odbočku pro Lhotku i Loučej",null,"zrušeno 99724/2021",null,null,null,null,null,"KUCBAWZ0DSID"]
["2011-05-11","2011-06-06","2011-06-23",null,null,"17966/2011","ČEVAK a.s.","Svazek obcí vodovod Křemže","3103-675768-65028376-1/1"," Chmelná , PŘ z pram.Chmelná přes odkys.do VDJ Chmelná",null,"zrušeno 99724/2021",null,null,null,null,null,"KUCBAWZ0DSID"]
["2011-05-11","2011-06-06","2011-06-23",null,null,"17966/2011","ČEVAK a.s.","Svazek obcí vodovod Křemže","3103-675768-65028376-1/2 ","Křemže, PŘ z vrtů přes ČS do VDJ 2x275 m3 a VDJ 2x40 m3",null,"zrušeno 99724/2021",null,null,null,null,null,"KUCBAWZ0DSID"]
["2011-05-11","2011-06-06","2011-06-23",null,null,"17966/2011","ČEVAK a.s.","Svazek obcí vodovod Křemže","3103-651460-65028376-1/3 ","Chlum, PŘ z pram. Plánský, U Moučků do VDJ 150m3",null,"zrušeno 99724/2021",null,null,null,null,null,"KUCBAWZ0DSID"]
["2011-05-11","2011-06-06","2011-06-23",null,null,"17966/2011","ČEVAK a.s.","Svazek obcí vodovod Křemže","3102-785091-65028376-2/1"," Vrábče - Slavče - studna St-1, vrt S-1",null,"změna 99724/2021",null,null,null,null,null,"KUCBAWZ0DSID"]
["2011-05-11","2011-06-06","2011-06-23",null,null,"17966/2011","ČEVAK a.s.","Svazek obcí vodovod Křemže","3103-651460-65028376-2/1 ","Křemže - Lhotka - ÚV",null,"změna 99724/2021",null,null,null,null,null,"KUCBAWZ0DSID"]
["2011-05-11","2011-06-06","2011-06-23",null,null,"17966/2011","ČEVAK a.s.","Svazek obcí vodovod Křemže","3103-675768-65028376-2/1"," Křemže - Chmelná - zdroje a odkyselení",null,"změna 99724/2021",null,null,null,null,null,"KUCBAWZ0DSID"]
["2011-05-11","2011-06-06","2011-06-23",null,null,"17966/2011","ČEVAK a.s.","Svazek obcí vodovod Křemže","3103-651460-65028376-2/3 ","Křemže - Chlum - prameniště Plánský a U Moučků",null,"změna 99724/2021",null,null,null,null,null,"KUCBAWZ0DSID"]
["2011-05-11","2011-06-06","2011-06-23",null,null,"17966/2011","ČEVAK a.s.","Svazek obcí vodovod Křemže","3103-651460-65028376-2/4"," Křemže - Lhotka - jímací objekt 1 u ÚV",null,"změna 99724/2021",null,null,null,null,null,"KUCBAWZ0DSID"]
["2011-05-11","2011-06-06","2011-06-23",null,null,"17966/2011","ČEVAK a.s.","Svazek obcí vodovod Křemže","3102-785091-65028376-1/1"," Slavče - RVS",null,"změna 99724/2021",null,null,null,null,null,"KUCBAWZ0DSID"]
["2011-05-11","2011-06-06","2011-06-23",null,null,"17966/2011","ČEVAK a.s.","Svazek obcí vodovod Křemže","3103-651460-65028376-1/2 ","Lhotka, Loučej - RVS",null,"změna 99724/2021",null,null,null,null,null,"KUCBAWZ0DSID"]
["2011-05-11","2011-06-06","2011-06-23",null,null,"17966/2011","ČEVAK a.s.","Svazek obcí vodovod Křemže","3103-675768-65028376-1/3"," Křemže, Chmelná, Stupná, Chlumeček, Chlum, Mříč, Vinná - RVS",null,"změna 99724/2021",null,null,null,null,null,"KUCBAWZ0DSID"]
["2011-05-11","2011-06-06","2011-06-23",null,null,"17966/2011","ČEVAK a.s.","Svazek obcí vodovod Křemže","3102-785105-65028376-1/1"," Vrábče, Kroclov, Koroseky - RVS",null,"změna 99724/2021",null,null,null,null,null,"KUCBAWZ0DSID"]
["2011-05-11","2011-06-06","2011-06-23",null,null,"17966/2011","ČEVAK a.s.","Svazek obcí vodovod Křemže","3102-785121-65028376-1/1"," Jamné, Záhorčice - RVS",null,"změna 99724/2021",null,null,null,null,null,"KUCBAWZ0DSID"]
["2021-09-09","4.10.2021","2021-10-21",null,null,"99724/2021","ČEVAK a.s.","Svazek obcí vodovod Křemže","3103-651460-65028376-1/3","Křemže, Chlum - přív.řad: pram. Plánský, U Moučků - VDJ Chlum"]
["2021-09-09","4.10.2021","2021-10-21",null,null,"99724/2021","ČEVAK a.s.","Svazek obcí vodovod Křemže","3103-675768-65028376-1/2","Křemže - přív. řad: vrty - ČSV Vackův mlýn"]
["2021-09-09","4.10.2021","2021-10-21",null,null,"99724/2021","ČEVAK a.s.","Svazek obcí vodovod Křemže","3103-675768-65028376-1/1","Křemže, Chmelná -  přív. řad: zdroje Chmelná - VDJ Chmelná"]
["2021-09-09","4.10.2021","2021-10-21",null,null,"99724/2021","ČEVAK a.s.","Svazek obcí vodovod Křemže","3103-651460-65028376-1/1","Křemže, Lhotka - přív. řad:  J1 - VDJ Lhotka"]
["2021-09-09","4.10.2021","2021-10-21",null,null,"99724/2021","ČEVAK a.s.","Svazek obcí vodovod Křemže","3103-675768-65028376-2/2","Křemže - vrty HV-1, HJ-3, HJ-4 Vackův mlýn"]
["2021-09-09","4.10.2021","2021-10-21",null,null,"99724/2021","ČEVAK a.s.","Svazek obcí vodovod Křemže","3103-651460-65028376-2/2","Křemže, Loučej – zdroje"]
["2021-09-09","4.10.2021","2021-10-21",null,null,"99724/2021","ČEVAK a.s.","Svazek obcí vodovod Křemže","3103-651460-65028376-1/4","Křemže, Loučej - přív. řady : zdroje - 2 x VDJ"]
["2003-01-23","2004-01-28","2004-02-19",null,null,"3046/2004","ČEVAK a.s.","Obec Lenora","3109-679950-00250538-2/3","ÚV Lenora s vrty",null,"změna rozhodnutím 20168/2009, 49766/2020","Prachatice","Lenora","vodovod","Ing. Olga Štíchová",null,"KUCBAWZ0DSID"]
["2003-01-23","2004-01-28","2004-02-19",null,null,"3046/2004","ČEVAK a.s.","Obec Lenora","3109-679950-00250538-1/4","PŘ z vrtů k ÚV Lenora",null,"změna rozhodnutím 20168/2009, 49766/2021","Prachatice","Lenora","vodovod","Ing. Olga Štíchová",null,"KUCBAWZ0DSID"]
["2003-01-23","2004-01-28","2004-02-19",null,null,"3046/2004","ČEVAK a.s.","Obec Lenora","3109-679950-00250538-1/5","PŘ z ČS u  ÚV do VDJ 100 m3 Lenora",null,"změna rozhodnutím 20168/2009, 49766/2022","Prachatice","Lenora","vodovod","Ing. Olga Štíchová",null,"KUCBAWZ0DSID"]
["2003-01-23","2004-01-28","2004-02-19",null,null,"3046/2004","ČEVAK a.s.","Obec Lenora","3109-679950-00250538-1/6","RVS – Lenora",null,"změna rozhodnutím 20168/2009, 49766/2023","Prachatice","Lenora","vodovod","Ing. Olga Štíchová",null,"KUCBAWZ0DSID"]
["2003-01-23","2004-01-28","2004-02-19",null,null,"3046/2004","ČEVAK a.s.","Obec Lenora","3109-679950-00250538-3/1","stoková síť do ČOV Lenora u pošty",null,"změna rozhodnutím 20168/2009, 49766/2024","Prachatice","Lenora","kanalizace","Ing. Olga Štíchová",null,"KUCBAWZ0DSID"]
["2003-01-23","2004-01-28","2004-02-19",null,null,"3046/2004","ČEVAK a.s.","Obec Lenora","3109-679950-00250538-4/1","ČOV Lenora u pošty",null,"změna rozhodnutím 20168/2009, 49766/2025","Prachatice","Lenora","kanalizace","Ing. Olga Štíchová",null,"KUCBAWZ0DSID"]
["2003-01-23","2004-01-28","2004-02-19",null,null,"3046/2004","ČEVAK a.s.","Obec Lenora","3109-679950-00250538-1/1","PŘ od 2 studní přes sběrnou jímku do VDJ Zátoň",null,"změna rozhodnutím 20168/2009, 49766/2025","Prachatice","Lenora","vodovod","Ing. Olga Štíchová",null,"KUCBAWZ0DSID"]
["2003-01-23","2004-01-28","2004-02-19",null,null,"3046/2004","ČEVAK a.s.","Obec Lenora","3109-679950-00250538-1/2","PŘ od vrtu HV1 k VDJ Zátoň",null,"změna rozhodnutím 20168/2009, 49766/2026","Prachatice","Lenora","vodovod","Ing. Olga Štíchová",null,"KUCBAWZ0DSID"]
["2003-01-23","2004-01-28","2004-02-19",null,null,"3046/2004","ČEVAK a.s.","Obec Lenora","3109-679950-00250538-1/3","RVS- Zátoň",null,"změna rozhodnutím 20168/2009, 49766/2027","Prachatice","Lenora","vodovod","Ing. Olga Štíchová",null,"KUCBAWZ0DSID"]
["2009-06-17","2009-07-09","2009-07-28",null,null,"20168/2009","ČEVAK a.s.","Obec Lenora","3109-679950-00250538-2/1","2x studny a vrt HV1 pro osadu Zátoň",null,"změna rozhodnutím 49766/2020","Prachatice","Lenora","vodovod","Ing. Olga Štíchová",null,"KUCBAWZ0DSID"]
["2020-04-08","2020-07-14","2020-08-01",null,null,"49766/2020","ČEVAK a.s.","Obec Lenora","3109-679950-00250538-4/2","ČOV Lenora - sklárna",null,null,"Prachatice","Lenora","kanalizace","Ing. Olga Štíchová"]
["2020-04-09","2020-07-14","2020-08-01",null,null,"49766/2020","ČEVAK a.s.","Obec Lenora","3109-579950-00250538-3/2","Stoková síť do ČOV Lenora - sklárna",null,null,"Prachatice","Lenora","kanalizace","Ing. Olga Štíchová"]
["2003-01-23","2004-01-28","2004-02-19",null,null,"3046/2004","ČEVAK a.s.","Obec Lenora","3109-679950-00250538-2/1","2x studny pro osadu Zátoň",null,"zrušeno rozhodnutím 20168/2009",null,null,null,null,null,"KUCBAWZ0DSID"]
["2003-01-23","2004-01-28","2004-02-19",null,null,"3046/2004","ČEVAK a.s.","Obec Lenora","3109-679950-00250538-2/2","nový vrt HV1 pro osadu Zátoň ",null,"zrušeno rozhodnutím 20168/2009",null,null,null,null,null,"KUCBAWZ0DSID"]
["2003-01-23","2004-01-28","2004-02-19",null,null,"3046/2004","VaK JČ a.s.","Obec Ševětín, Obec Vitín","3102-762458-00245500-1/1","Přivaděč „A“   Bošilec – VDJ Ševětín",null,"zrušeno rozhodnutím 19298/2010 ze dne 118.6.2010",null,null,null,null,null,"KUCBAWZ0DSID"]
["2003-01-23","2004-01-28","2004-02-19",null,null,"3046/2004","VaK JČ a.s.","Obec Žár","3113-794554-00581976-2/1","Úpravna vody Žumberk",null,"změna rozhodnutím 25328/2005 ze dne 29.9.2005, zrušeno 3304/2021",null,null,null,null,null,"KUCBAWZ0DSID"]
["2003-01-23","2004-01-28","2004-02-19",null,null,"3046/2004","VaK JČ a.s.","Obec Žár","3113-794546-00581976-1/1","Přiváděcí řad – VDJ – obec Žár",null,"změna rozhodnutím 25328/2005 ze dne 29.9.2005, zrušeno 3304/2021",null,null,null,null,null,"KUCBAWZ0DSID"]
["2003-01-23","2004-01-28","2004-02-19",null,null,"3046/2004","VaK JČ a.s.","Obec Žár","3113-794546-00581976-1/2","Rozvodný vodovodní řad obce Žár",null,"změna rozhodnutím 25328/2005 ze dne 29.9.2005, zrušeno 3304/2021",null,null,null,null,null,"KUCBAWZ0DSID"]
["2003-01-23","2004-01-28","2004-02-19",null,null,"3046/2004","VaK JČ a.s.","Obec Žár","3113-794554-00581976-1/1","Přiváděcí řad –potok-ÚV-VDJ- Žumberk",null,"změna rozhodnutím 25328/2005 ze dne 29.9.2005, zrušeno 3304/2021",null,null,null,null,null,"KUCBAWZ0DSID"]
["2003-01-23","2004-01-28","2004-02-19",null,null,"3046/2004","VaK JČ a.s.","Obec Žár","3113-794554-00581976-1/2","Rozvodný vodovodní řad obce Žumberk",null,"změna rozhodnutím 25328/2005 ze dne 29.9.2005, zrušeno 3304/2021",null,null,null,null,null,"KUCBAWZ0DSID"]
["2003-01-23","2004-01-28","2004-02-19",null,null,"3046/2004","VaK JČ a.s.","Obec Žár","3113-794503-00581976-1/1","Přiváděcí řad –ČS-obec Božejov",null,"změna rozhodnutím 25328/2005 ze dne 29.9.2005, zrušeno 3304/2021",null,null,null,null,null,"KUCBAWZ0DSID"]
["2003-01-23","2004-01-28","2004-02-19",null,null,"3046/2004","VaK JČ a.s.","Obec Žár","3113-794503-00581976-1/2","Rozvodný vodovodní řad obce Božejov",null,"změna rozhodnutím 25328/2005 ze dne 29.9.2005, zrušeno 3304/2021",null,null,null,null,null,"KUCBAWZ0DSID"]
["2003-01-23","2004-01-28","2004-02-19",null,null,"3046/2004","VaK JČ a.s.","Obec Žár","3113-794503-00581976-4/1","Čistína odpadních vod Žár u N. Hradů",null,"změna rozhodnutím 25328/2005 ze dne 29.9.2005, zrušeno 3304/2021",null,null,null,null,null,"KUCBAWZ0DSID"]
["2003-01-23","2004-01-28","2004-02-19",null,null,"3046/2004","VaK JČ a.s.","Obec Žár","3113-794546-00581976-3/1","Stoková síť Žár",null,"změna rozhodnutím 25328/2005 ze dne 29.9.2005, zrušeno 3304/2021",null,null,null,null,null,"KUCBAWZ0DSID"]
["2003-01-23","2004-01-28","2004-02-19",null,null,"3046/2004","VaK JČ a.s.","Obec Žár","3113-794503-00581976-4/2","Čistírna odpadních vod Žumberk",null,"změna rozhodnutím 25328/2005 ze dne 29.9.2005, zrušeno 3304/2021",null,null,null,null,null,"KUCBAWZ0DSID"]
["2003-01-23","2004-01-28","2004-02-19",null,null,"3046/2004","VaK JČ a.s.","Obec Žár","3113-794554-00581976-3/1","Stoková síť Žumberk",null,"změna rozhodnutím 25328/2005 ze dne 29.9.2005, zrušeno 3304/2021",null,null,null,null,null,"KUCBAWZ0DSID"]
["2003-01-23","2004-01-28","2004-02-19",null,null,"3046/2004","VaK JČ a.s.","Obec Ševětín","3102-762458-00245500-1/2","Rozvodný vodovodní řad Ševětín",null,"zrušeno rozhodnutím 35215/2009",null,null,null,null,null,"KUCBAWZ0DSJ8"]
["2003-01-23","2004-01-28","2004-02-19",null,null,"3046/2004","VaK JČ a.s.","Obec Ševětín","3102-762458-00245500-3/1","Stoková síť Ševětín",null,"zrušeno rozhodnutím 35215/2009",null,null,null,null,null,"KUCBAWZ0DSJ8"]
["2003-01-23","2004-01-28","2004-02-19",null,null,"3046/2004","VaK JČ a.s.","Obec Ševětín","3102-762458-00245500-4/1","Čistírna odpadních vod Ševětín",null,"zrušeno rozhodnutím 35215/2009",null,null,null,null,null,"KUCBAWZ0DSJ8"]
["2003-01-23","2004-01-28","2004-02-19",null,null,"3046/2004","VaK JČ a.s.","Obec Římov","3102-745723-00245402-1/1","Přivodní řad - Římov – VDJ -  Kladiny",null,"zrušeno 7818/2014",null,null,null,null,null,"KUCBAWZ0DSJ8"]
["2003-01-23","2004-01-28","2004-02-19",null,null,"3046/2004","VaK JČ a.s.","Obec Římov","3102-745723-00245402-1/2","Rozvodný vodovodní řad  Kladiny",null,"zrušeno 7818/2014",null,null,null,null,null,"KUCBAWZ0DSJ8"]
["2003-01-23","2004-01-28","2004-02-19",null,null,"3046/2004","VaK JČ a.s.","Obec Římov","3102-745642-00245402-1/1","Přivodní řad – Kladiny – Branišovice",null,"zrušeno 7818/2014",null,null,null,null,null,"KUCBAWZ0DSJ8"]
["2003-01-23","2004-01-28","2004-02-19",null,null,"3046/2004","VaK JČ a.s.","Obec Římov","3102-745642-00245402-1/2","Rozvodný vodovodní řad Branišovice",null,"zrušeno 7818/2014",null,null,null,null,null,"KUCBAWZ0DSJ8"]
["2003-01-23","2004-01-28","2004-02-19",null,null,"3046/2004","VaK JČ a.s.","Obec Římov","3102-745723-00245402-3/1","Kanalizační síť Kladiny",null,"zrušeno 7818/2014",null,null,null,null,null,"KUCBAWZ0DSJ8"]
["2003-01-23","2004-01-28","2004-02-19",null,null,"3046/2004","VaK JČ a.s.","Obec Slavče","3113-749869-00245429-2/1","Prameniště Kohout",null,"Zrušeno rozhodnutím 20168/2009",null,null,null,null,null,"KUCBAWZ0DSJ8"]
["2003-01-23","2004-01-28","2004-02-19",null,null,"3046/2004","VaK JČ a.s.","Obec Slavče","3113-749869-00245429-1/2","Přiváděcí řad přes Lhotku do Dobrkovské Lhotky",null,"Zrušeno 72744/2016",null,null,null,null,null,"KUCBAWZ0DSJ8"]
["2003-01-23","2004-01-28","2004-02-19",null,null,"3046/2004","VaK JČ a.s.","Obec Slavče","3113-749869-00245429-1/1","Rozvodný vodovodní řad Dobrkovská Lhotka",null,"Zrušeno 72744/2016",null,null,null,null,null,"KUCBAWZ0DSJ8"]
["2003-01-23","2004-01-28","2004-02-19",null,null,"3046/2004","VaK JČ a.s.","Obec Slavče","3113-749915-00245429-1/2","Rozvodný vodovodní řad Slavče",null,"Zrušeno 72744/2016",null,null,null,null,null,"KUCBAWZ0DSJ8"]
["2003-01-23","2004-01-28","2004-02-19",null,null,"3046/2004","VaK JČ a.s.","Obec Slavče","3113-749885-00245429-1/1","Přiváděcí řad od Mohuřic po Keblany",null,"Zrušeno 72744/2016",null,null,null,null,null,"KUCBAWZ0DSJ8"]
["2003-01-23","2004-01-28","2004-02-19",null,null,"3046/2004","VaK JČ a.s.","Obec Slavče","3113-749885-00245429-1/2","Rozvodný vodovodní řad Keblany",null,"Zrušeno 72744/2016",null,null,null,null,null,"KUCBAWZ0DSJ8"]
["2003-01-23","2004-01-28","2004-02-19",null,null,"3046/2004","VaK JČ a.s.","Obec Slavče","3113-749907-00245429-1/1","Přiváděcí řad z přer.komory U Slavče do Mohuřic",null,"Zrušeno 72744/2016",null,null,null,null,null,"KUCBAWZ0DSJ8"]
["2003-01-23","2004-01-28","2004-02-19",null,null,"3046/2004","VaK JČ a.s.","Obec Slavče","3113-749907-00245429-1/2","Rozvodný vodovodní řad Mohuřice",null,"Zrušeno 72744/2016",null,null,null,null,null,"KUCBAWZ0DSJ8"]
["2003-01-23","2004-01-28","2004-02-19",null,null,"3046/2004","VaK JČ a.s.","Obec Slavče","3113-749915-00245429-1/1","Rozvodný vodovodní řad Záluží",null,"Zrušeno 72744/2016",null,null,null,null,null,"KUCBAWZ0DSJ8"]
["2003-01-23","2004-01-28","2004-02-19",null,null,"3046/2004","VaK JČ a.s.","Obec Slavče","3113-749907-00245429-1/3","Přiváděcí řad od Mohuřic do obce Lniště",null,"Zrušeno 72744/2016",null,null,null,null,null,"KUCBAWZ0DSJ8"]
["2003-01-23","2004-01-28","2004-02-19",null,null,"3046/2004","VaK JČ a.s.","Obec Slavče","3113-749907-00245429-1/4","Rozvodný vodovodní řad Lniště",null,"Zrušeno 72744/2016",null,null,null,null,null,"KUCBAWZ0DSJ8"]
["2009-06-17","2009-07-09","2009-07-28",null,null,"20168/2009","ČEVAK a.s.","Obec Slavče","3113-751677-00245429-2/1","Prameniště Kohout",null,"Změna 72744/2016",null,null,null,null,null,"KUCBAWZ0DSJ8"]
["2016-05-25","2016-06-23","2016-07-09",null,null,"72744/2016","ČEVAK a.s.","Obec Slavče","3113-749915-00245429-1/1","Slavče - vodovodní síť (včetně části Dobrkovská Lhotka, Keblany, Lniště, Mohuřice, Záluží)",null,null,null,null,null,null,null,"KUCBAWZ0DSJ8"]
["2016-05-25","2016-06-23","2016-07-09",null,null,"72744/2016","ČEVAK a.s.","Obec Slavče","3113-751677-00245429-1/1","Slavče - přívodní řad prameniště Kohout - VDJ)",null,null,null,null,null,null,null,"KUCBAWZ0DSJ8"]
["2003-01-23","2004-01-28","2004-02-19",null,null,"3046/2004","VaK JČ a.s.","Obec Doubravice","3012-702102-00245224-1/1","Rozvodný vodovodný řad Doubravice ",null,"Zrušeno 14435/2012",null,null,null,null,null,"KUCBAWZ0DSJ8"]
["2009-03-06","2009-03-26","2009-04-15",null,null,"6110/2009","ČEVAK a.s.","Obec Doubravice","3102-702064-00581259-1/2","PŘ Nedabyle - obec Doubravice",null,"zrušeno 104112/2024",null,null,null,null,null,"KUCBAWZ0DSJ8"]
["2012-05-31","2012-06-22","2012-07-18",null,null,"14435/2012","ČEVAK a.s.","Obec Doubravice","3102-702064-00581259-1/1","RVS Doubravice",null,"zrušeno 104112/2024",null,null,null,null,null,"KUCBAWZ0DSJ8"]
["2024-08-29","2024-09-19","2024-10-05",null,null,"104112/2024","ČEVAK a.s.","Obec Doubravice","3102-702064-00581259-1/1","Doubravice - vodovodní síť"]
["2024-08-29","2024-09-19","2024-10-05",null,null,"104112/2024","ČEVAK a.s.","Obec Doubravice","3102-702064-00581259-3/1","Doubravice - stoková síť"]
["2004-02-03","2004-02-05","2004-02-25",null,null,"4484/2004","ČEVAK a.s.","Obec Záblatí","3114-725633-00512761-1/1","RVS Záblatí",null,"změna rozhodnutím 28622/2009",null,null,null,null,null,"KUCBAWZ0DSJ8"]
["2009-09-08","2009-09-30","2009-10-20",null,null,"28622/2009","VaK JČ a.s.","Obec Záblatí","3114-686697-00512761-1/1","PŘ RŠ Záblatí - RŠ Lomnice nad Lužnicí",null,"zrušeno rozhodnutím 12029/2011",null,null,null,null,null,"KUCBAWZ0DSJ8"]
["2004-02-03","2004-02-05","2004-02-25",null,null,"4484/2004","VaK JČ a.s.","Obec Český Rudolec","3104-623105-00246441-1/1","PŘSV studny Č.Rudolec - VDJ Č.Rudolec",null,"zrušeno 85768/2015",null,null,null,null,null,"KUCBAWZ0DSJ8"]
["2004-02-03","2004-02-05","2004-02-25",null,null,"4484/2004","VaK JČ a.s.","Obec Český Rudolec","3104-623105-00246441-1/2","RVS Český Rudolec",null,"zrušeno 85768/2015",null,null,null,null,null,"KUCBAWZ0DSJ8"]
["2004-02-03","2004-02-05","2004-02-25",null,null,"4484/2004","VaK JČ a.s.","Obec Český Rudolec","3104-623130-00246441-2/1","VDJ Český Rudolec",null,"zrušeno 85768/2015",null,null,null,null,null,"KUCBAWZ0DSJ8"]
["2004-02-03","2004-02-05","2004-02-25",null,null,"4484/2004","VaK JČ a.s.","Obec Český Rudolec","3104-623105-00246441-3/1","Stoková síť Český Rodolec",null,"zrušeno 85768/2015",null,null,null,null,null,"KUCBAWZ0DSJ8"]
["2004-02-03","2004-02-05","2004-02-25",null,null,"4484/2004","VaK JČ a.s.","Obec Český Rudolec","3104-623105-00246441-4/1","ČOV Český Rudolec",null,"zrušeno 85768/2015",null,null,null,null,null,"KUCBAWZ0DSJ8"]
["2004-02-03","2004-02-05","2004-02-25",null,null,"4484/2004","VaK JČ a.s.","Obec Český Rudolec","3104-691763-00246441-1/1","PŘSV studny Markvarec -  VDJ Markvarec",null,"zrušeno 85768/2015",null,null,null,null,null,"KUCBAWZ0DSJ8"]
["2004-02-03","2004-02-05","2004-02-25",null,null,"4484/2004","VaK JČ a.s.","Obec Český Rudolec","3104-691763-00246441-1/2","RVS Markvarec",null,"zrušeno 85768/2015",null,null,null,null,null,"KUCBAWZ0DSJ8"]
["2004-02-03","2004-02-05","2004-02-25",null,null,"4484/2004","VaK JČ a.s.","Obec Český Rudolec","3104-691763-00246441-2/1","VDJ Markvarec",null,"zrušeno 85768/2015",null,null,null,null,null,"KUCBAWZ0DSJ8"]
["2004-02-03","2004-02-05","2004-02-25",null,null,"4484/2004","VaK JČ a.s.","Obec Český Rudolec","3104-691763-00246441-3/1","Stoková siť Markvarec",null,"zrušeno 85768/2015",null,null,null,null,null,"KUCBAWZ0DSJ8"]
["2004-02-03","2004-02-05","2004-02-25",null,null,"4484/2004","VaK JČ a.s.","Obec Český Rudolec","3104-692301-00246441-1/1","PŘSV studny Matějovec - ATS Matějovec",null,"zrušeno 85768/2015",null,null,null,null,null,"KUCBAWZ0DSJ8"]
["2004-02-03","2004-02-05","2004-02-25",null,null,"4484/2004","VaK JČ a.s.","Obec Český Rudolec","3104-692301-00246441-1/2","RVS Matějovec",null,"zrušeno 85768/2015",null,null,null,null,null,"KUCBAWZ0DSJ8"]
["2004-02-03","2004-02-05","2004-02-25",null,null,"4484/2004","VaK JČ a.s.","Obec Český Rudolec","3104-692301-00246441-2/1","ATS Matějovec",null,"zrušeno 85768/2015",null,null,null,null,null,"KUCBAWZ0DSJ8"]
["2004-02-03","2004-02-05","2004-02-25",null,null,"4484/2004","VaK JČ a.s.","Obec Český Rudolec","3104-692301-00246441-3/1","Stoková síť Matějovec",null,"zrušeno 85768/2015",null,null,null,null,null,"KUCBAWZ0DSJ8"]
["2004-02-03","2004-02-05","2004-02-25",null,null,"4484/2004","ČEVAK a.s.","Obec Studená","3104-643815-00247545-1/1","PŘSV nádrž Karhov - ÚV Horní Pole",null,"změna 30228/2016, zrušeno 39367/2025",null,null,null,null,null,"KUCBAWZ0DSJ8"]
["2004-02-03","2004-02-05","2004-02-25",null,null,"4484/2004","ČEVAK a.s.","Obec Studená","3104-758191-00247545-1/1","RVS Studená",null,"změna 30228/2016, zrušeno 39367/2025",null,null,null,null,null,"KUCBAWZ0DSJ8"]
["2004-02-03","2004-02-05","2004-02-25",null,null,"4484/2004","ČEVAK a.s.","Obec Studená","3104-643815-00247545-2/1","ÚV Studená",null,"změna 30228/2016, zrušeno 39367/2025",null,null,null,null,null,"KUCBAWZ0DSJ8"]
["2004-02-03","2004-02-05","2004-02-25",null,null,"4484/2004","ČEVAK a.s.","Obec Studená","3104-758191-00247545-3/1","Stoková síť Studená",null,"změna 30228/2016, zrušeno 39367/2025",null,null,null,null,null,"KUCBAWZ0DSJ8"]
["2004-02-03","2004-02-05","2004-02-25",null,null,"4484/2004","ČEVAK a.s.","Obec Studená","3104-758191-00247545-4/1","ČOV Studená",null,"změna 30228/2016, zrušeno 39367/2025",null,null,null,null,null,"KUCBAWZ0DSJ8"]
["2008-03-10","2008-09-11","2008-10-02",null,null,"7241/2008","ČEVAK a.s.","Obec Studená","3104-643815-00247545-1/2","RVS Horní Pole",null,"změna 30228/2016, zrušeno 39367/2025",null,null,null,null,null,"KUCBAWZ0DSJ8"]
["2008-08-21","2008-09-11","2008-10-02",null,null,"25889/2008","VaK JČ a.s.","Obec Studená","3104-758191-00247545-3/2","Studená, kanalizace do VV",null,"zrušeno 30228/2016",null,null,null,null,null,"KUCBAWZ0DSJ8"]
["2025-03-25","2025-04-11","2025-05-01",null,null,"39367/2025","ČEVAK a.s.","Obec Studená","3104-643815-00247545-1/1","Studená - Horní Pole - přív.řad: nádrž Karhov - ÚV Horní Pole"]
["2025-03-25","2025-04-11","2025-05-01",null,null,"39367/2025","ČEVAK a.s.","Obec Studená","3104-643815-00247545-2/1","Studená - Horní Pole - ÚV"]
["2025-03-25","2025-04-11","2025-05-01",null,null,"39367/2025","ČEVAK a.s.","Obec Studená","3104-758191-00247545-1/1","Studená, Horní Pole - vodovodní síť"]
["2025-03-25","2025-04-11","2025-05-01",null,null,"39367/2025","ČEVAK a.s.","Obec Studená","3104-758191-00247545-3/1","Studená - stoková síť"]
["2025-03-25","2025-04-11","2025-05-01",null,null,"39367/2025","ČEVAK a.s.","Obec Studená","3104-758191-00247545-4/1","Studená - ČOV"]
["2004-02-03","2004-02-05","2004-02-25",null,null,"4484/2004","VaK JČ a.s.","Obec Staré Hobzí","3104-754323-00247481-1/1","PŘSV studny St. Hobzí - VDJ St. Hobzí",null,"zrušeno rozhodnutím 12910/2008",null,null,null,null,null,"KUCBAWZ0DSJ8"]
["2004-02-03","2004-02-05","2004-02-25",null,null,"4484/2004","VaK JČ a.s.","Obec Staré Hobzí","3104-754323-00247481-1/2","RVS Staré Hobzí",null,"zrušeno rozhodnutím 12910/2008",null,null,null,null,null,"KUCBAWZ0DSJ8"]
["2004-02-03","2004-02-05","2004-02-25",null,null,"4484/2004","VaK JČ a.s.","Obec Staré Hobzí","3104-600873-00247481-2/1","VDJ Staré Hobzí II",null,"zrušeno rozhodnutím 12910/2008",null,null,null,null,null,"KUCBAWZ0DSJ8"]
["2004-02-03","2004-02-05","2004-02-25",null,null,"4484/2004","VaK JČ a.s.","Obec Staré Hobzí","3104-754323-00247481-3/1","Stoková síť Staré Hobzí",null,"zrušeno rozhodnutím 12910/2008",null,null,null,null,null,"KUCBAWZ0DSJ8"]
["2004-02-03","2004-02-05","2004-02-25",null,null,"4484/2004","VaK JČ a.s.","Obec Staré Hobzí","3104-754323-00247481-4/1","ČOV Staré Hobzí",null,"zrušeno rozhodnutím 12910/2008",null,null,null,null,null,"KUCBAWZ0DSJ8"]
["2004-02-03","2004-02-05","2004-02-25",null,null,"4484/2004","ČEVAK a.s.","Obec Val, Obec Drahov","3110-631990-00667226-1/1","PŘ SKV D. Bukovsko - Drahov",null,"zrušeno 8439/2025",null,null,null,null,null,"KUCBAWZ0DSJ8"]
["2004-02-03","2004-02-05","2004-02-25",null,null,"4484/2004","ČEVAK a.s.","Obec Val, Obec Drahov","3110-631990-00667226-1/2","RVS Drahov",null,"zrušeno 8439/2025",null,null,null,null,null,"KUCBAWZ0DSJ8"]
["2004-02-03","2004-02-05","2004-02-25",null,null,"4484/2004","ČEVAK a.s.","Obec Val, Obec Drahov","3110-776131-00667226-1/1","RVS Val + Hamr u Valu",null,"zrušeno 8439/2025",null,null,null,null,null,"KUCBAWZ0DSJ8"]
["2025-01-17","2025-02-10","2025-02-27",null,null,"8439/2025","ČEVAK a.s.","Obec Val, Obec Drahov","3110-776131-00667226-1/1","Val, Drahov, Hamr u Valu - vodovodní síť"]
["2004-02-03","2004-02-05","2004-02-25",null,null,"4484/2004","ČEVAK a.s.","Vodovod Řečice","3104-670553-60817925-1/1","PŘ Řečice - Kostelní Vydří",null,null,null,null,null,null,null,"KUCBAWZ0DSJ8"]
["2004-02-03","2004-02-05","2004-02-25",null,null,"4484/2004","ČEVAK a.s.","Vodovod Řečice","3104-629847-60817925-1/1","PŘ Řečice - Volfířov - Dolní Němčice",null,null,null,null,null,null,null,"KUCBAWZ0DSJ8"]
["2004-02-03","2004-02-05","2004-02-25",null,null,"4484/2004","ČEVAK a.s.","Vodovod Řečice","3104-744816-60817925-1/1","PŘSV jímací zářezy+studně Řečice - VDJ s OS Řečice u Dačic",null,null,null,null,null,null,null,"KUCBAWZ0DSJ8"]
["2004-02-03","2004-02-05","2004-02-25",null,null,"4484/2004","ČEVAK a.s.","Vodovod Řečice","3104-744816-60817925-2/1","VDJ s OS Řečice u Dačic",null,null,null,null,null,null,null,"KUCBAWZ0DSJ8"]
["2004-02-03","2004-02-05","2004-02-25",null,null,"4381/2004","ČEVAK a.s.","Obec Budeč","3104-615218-00246379-1/1","Budeč, Borová - vodovodní síť",null,"změna  20114/2006, 25881/2020","Dačice","Budeč","vodovod","Ing. Martin Kalač",null,"KUCBAWZ0DSJ8, KUCBAWZ0DSK3"]
["2004-02-03","2004-02-05","2004-02-25",null,null,"4381/2004","VaK JČ a.s.","Obec Budeč","3104-644030-00246379-1/2","RVS Horní Slatina",null,"zrušeno 25881/2020","Dačice","Budeč","vodovod","Ing. Martin Kalač",null,"KUCBAWZ0DSJ8, KUCBAWZ0DSK3"]
["2004-02-03","2004-02-05","2004-02-25",null,null,"4381/2004","VaK JČ a.s.","Obec Budeč","3104-644030-00246379-1/1","PŘSV studny H. Slatina - VDJ H.Slatina",null,"zrušeno 25881/2020","Dačice","Budeč","vodovod","Ing. Martin Kalač",null,"KUCBAWZ0DSJ8, KUCBAWZ0DSK3"]
["2004-02-03","2004-02-05","2004-02-25",null,null,"4381/2004","VaK JČ a.s.","Obec Budeč","3104-644030-00246379-2/1","VDJ Horní Slatina (Budeč)",null,"zrušeno 25881/2020","Dačice","Budeč","vodovod","Ing. Martin Kalač",null,"KUCBAWZ0DSJ8, KUCBAWZ0DSK3"]
["2004-02-03","2004-02-05","2004-02-25",null,null,"4381/2004","ČEVAK a.s.","Vodovod Landštejn","3105-754595-60817771-1/2","RVS Staré Město pod Landštejnem",null,"změna 7387/2008, zrušeno 116206/2016","Dačice",null,"vodovod","Ing. Olga Štíchová",null,"KUCBAWZ0DSK3"]
["2004-02-03","2004-02-05","2004-02-25",null,null,"4381/2004","ČEVAK a.s.","Vodovod Landštejn","3104-750361-60817771-1/1","RVS Slavonice",null,"změna 7387/2008, 116206/2016, 40812/2020, 113104/2020, zrušeno 73422/2022","Dačice",null,"vodovod","Ing. Olga Štíchová",null,"KUCBAWZ0DSK3"]
["2004-02-03","2004-02-05","2004-02-25",null,null,"4381/2004","ČEVAK a.s.","Vodovod Landštejn","3104-750379-60817771-1/1","RVS Vlastkovec",null,"změna 7387/2008, 116206/2016, 40812/2020, 113104/2020, zrušeno 73422/2022","Dačice",null,"vodovod","Ing. Olga Štíchová",null,"KUCBAWZ0DSK3"]
["2004-02-03","2004-02-05","2004-02-25",null,null,"4381/2004","ČEVAK a.s.","Vodovod Landštejn","3104-750352-60817771-1/1","RVS Mutišov",null,"změna 7387/2008, 116206/2016, 40812/2020, 113104/2020, zrušeno 73422/2022","Dačice",null,"vodovod","Ing. Olga Štíchová",null,"KUCBAWZ0DSK3"]
["2004-02-03","2004-02-05","2004-02-25",null,null,"4381/2004","ČEVAK a.s.","Vodovod Landštejn","3104-617865-60817771-1/1","RVS Cizkrajov",null,"změna 7387/2008, 116206/2016, 40812/2020, 113104/2020, zrušeno 73422/2022","Dačice",null,"vodovod","Ing. Olga Štíchová",null,"KUCBAWZ0DSK3"]
["2004-02-03","2004-02-05","2004-02-25",null,null,"4381/2004","ČEVAK a.s.","Vodovod Landštejn","3104-718726-60817771-1/1","RVS Peč",null,"změna 7387/2008, 116206/2016, 40812/2020, zrušeno 113104/2020","Dačice",null,"vodovod","Ing. Olga Štíchová",null,"KUCBAWZ0DSK3"]
["2004-02-03","2004-02-05","2004-02-25",null,null,"4381/2004","ČEVAK a.s.","Vodovod Landštejn","3105-665461-60817771-1/1","RVS Klášter",null,"změna 7387/2008, 116206/2016, 40812/2020, 113104/2020, zrušeno 73422/2022","Jindřichův Hradec",null,"vodovod","Ing. Olga Štíchová",null,"KUCBAWZ0DSK3"]
["2004-02-03","2004-02-05","2004-02-25",null,null,"4381/2004","ČEVAK a.s.","Vodovod Landštejn","3105-649597-60817771-1/1","RVS Blato",null,"změna 7387/2008, 116206/2016, 40812/2020, 113104/2020, zrušeno 73422/2022","Jindřichův Hradec",null,"vodovod","Ing. Olga Štíchová",null,"KUCBAWZ0DSK3"]
["2004-02-03","2004-02-05","2004-02-25",null,null,"4381/2004","ČEVAK a.s.","Vodovod Landštejn","3105-649601-60817771-1/1","RVS Hůrky",null,"změna 7387/2008, 116206/2016, 40812/2020, 113104/2020, zrušeno 73422/2022","Jindřichův Hradec",null,"vodovod","Ing. Olga Štíchová",null,"KUCBAWZ0DSK3"]
["2004-02-03","2004-02-05","2004-02-25",null,null,"4381/2004","ČEVAK a.s.","Vodovod Landštejn","3105-704971-60817771-1/3","RVS Nová Bystřice ",null,"změna 7387/2008, 116206/2016, 40812/2020, 113104/2020, zrušeno 73422/2022","Jindřichův Hradec",null,"vodovod","Ing. Olga Štíchová",null,"KUCBAWZ0DSK3"]
["2008-03-10","2008-04-07","2008-04-26",null,null,"7387/2008","ČEVAK a.s.","Vodovod Landštejn","3105-600075-60817771-1/1","RVS  Albeř",null,"změna 7387/2008, 116206/2016, 40812/2020, 113104/2020, zrušeno 73422/2022","Jindřichův Hradec",null,"vodovod","Ing. Olga Štíchová",null,"KUCBAWZ0DSK3"]
["2004-02-03","2004-02-05","2004-02-25",null,null,"4381/2004","ČEVAK a.s.","Vodovod Landštejn","3104-651770-60817771-1/1","RVS Hradišťko",null,"změna 7387/2008, 116206/2016, 40812/2020, 113104/2020, zrušeno 73422/2022","Dačice",null,"vodovod","Ing. Olga Štíchová",null,"KUCBAWZ0DSK3"]
["2004-02-03","2004-02-05","2004-02-25",null,null,"4381/2004","ČEVAK a.s.","Vodovod Landštejn","3104-651788-60817771-1/2","RVS Chlumec",null,"změna 7387/2008, 116206/2016, 40812/2020, 113104/2020, zrušeno 73422/2022","Dačice",null,"vodovod","Ing. Olga Štíchová",null,"KUCBAWZ0DSK3"]
["2004-02-03","2004-02-05","2004-02-25",null,null,"4381/2004","ČEVAK a.s.","Vodovod Landštejn","3104-615455-60817771-1/2","RVS Budíškovice",null,"změna 7387/2008, zrušeno 116206/2016",null,null,null,null,null,"KUCBAWZ0DSK3"]
["2004-02-03","2004-02-05","2004-02-25",null,null,"4381/2004","ČEVAK a.s.","Vodovod Landštejn","3104-780391-60817771-1/1","RVS Vesce",null,"změna 7387/2008, zrušeno 116206/2016",null,null,null,null,null,"KUCBAWZ0DSK3"]
["2004-02-03","2004-02-05","2004-02-25",null,null,"4381/2004","ČEVAK a.s.","Vodovod Landštejn","3104-607533-60817771-1/1","RVS Borek",null,"změna 7387/2008, 116206/2016, 40812/2020, 113104/2020, zrušeno 73422/2022","Dačice",null,"vodovod","Ing. Olga Štíchová",null,"KUCBAWZ0DSK3"]
["2004-02-03","2004-02-05","2004-02-25",null,null,"4381/2004","ČEVAK a.s.","Vodovod Landštejn","3104-624403-60817771-1/1","RVS Dačice + Toužín",null,"změna 7387/2008, 116206/2016, 40812/2020, 113104/2020, zrušeno 73422/2022","Dačice",null,"vodovod","Ing. Olga Štíchová",null,"KUCBAWZ0DSK3"]
["2004-02-03","2004-02-05","2004-02-25",null,null,"4381/2004","ČEVAK a.s.","Vodovod Landštejn","3104-604372-60817771-1/1","RVS Bílkov",null,"změna 7387/2008, 116206/2016, 40812/2020, 113104/2020, zrušeno 73422/2022","Dačice",null,"vodovod","Ing. Olga Štíchová",null,"KUCBAWZ0DSK3"]
["2004-02-03","2004-02-05","2004-02-25",null,null,"4381/2004","ČEVAK a.s.","Vodovod Landštejn","3104-670553-60817771-1/2","RVS Kostelní Vydří",null,"změna 7387/2008, 116206/2016, 40812/2020, 113104/2020, zrušeno 73422/2022","Dačice",null,"vodovod","Ing. Olga Štíchová",null,"KUCBAWZ0DSK3"]
["2004-02-03","2004-02-05","2004-02-25",null,null,"4381/2004","ČEVAK a.s.","Vodovod Landštejn","3105-708046-60817771-1/1","RVS Nový Vojířov",null,"změna 7387/2008, 116206/2016, 40812/2020, 113104/2020, zrušeno 73422/2022","Jindřichův Hradec",null,"vodovod","Ing. Olga Štíchová",null,"KUCBAWZ0DSK3"]
["2004-02-03","2004-02-05","2004-02-25",null,null,"4381/2004","ČEVAK a.s.","Vodovod Landštejn","3104-670553-60817771-1/1","SKV V Landštejn - Slavonice - Dačice – K. Vydří",null,"změna 7387/2008, 116206/2016, 40812/2020, 113104/2020, zrušeno 73422/2022","Dačice",null,"vodovod","Ing. Olga Štíchová",null,"KUCBAWZ0DSK3"]
["2004-02-03","2004-02-05","2004-02-25",null,null,"4381/2004","ČEVAK a.s.","Vodovod Landštejn","3105-704971-60817771-1/2","SKV VI Landštejn - Klášter - Nová Bystřice",null,"změna 7387/2008, 116206/2016, 40812/2020, 113104/2020, zrušeno 73422/2022","Jindřichův Hradec",null,"vodovod","Ing. Olga Štíchová",null,"KUCBAWZ0DSK3"]
["2004-02-03","2004-02-05","2004-02-25",null,null,"4381/2004","ČEVAK a.s.","Vodovod Landštejn","3104-651788-60817771-1/1","PŘ Dačice - Hradišťko - Chlumec",null,"změna 7387/2008, 116206/2016, 40812/2020, 113104/2020, zrušeno 73422/2022","Dačice",null,"vodovod","Ing. Olga Štíchová",null,"KUCBAWZ0DSK3"]
["2004-02-03","2004-02-05","2004-02-25",null,null,"4381/2004","ČEVAK a.s.","Vodovod Landštejn","3104-615455-60817771-1/1","PŘ Dačice - Budíškovice",null,"změna 7387/2008, zrušeno 116206/2016",null,null,null,null,null,"KUCBAWZ0DSK3"]
["2004-02-03","2004-02-05","2004-02-25",null,null,"4381/2004","ČEVAK a.s.","Vodovod Landštejn","3105-754595-60817771-1/1","PŘSV přehrada Landštejn - ÚV Landštejn",null,"změna 7387/2008, 116206/2016, 40812/2020, 113104/2020, zrušeno 73422/2022","Jindřichův Hradec",null,"vodovod","Ing. Olga Štíchová",null,"KUCBAWZ0DSK3"]
["2004-02-03","2004-02-05","2004-02-25",null,null,"4381/2004","ČEVAK a.s.","Vodovod Landštejn","3105-704971-60817771-1/1","PŘSV studny N.Bystřice - ÚV Nová Bystřice",null,"změna 7387/2008, 116206/2016, 40812/2020, 113104/2020, zrušeno 73422/2022","Jindřichův Hradec",null,"vodovod","Ing. Olga Štíchová",null,"KUCBAWZ0DSK3"]
["2004-02-03","2004-02-05","2004-02-25",null,null,"4381/2004","ČEVAK a.s.","Vodovod Landštejn","3105-600075-60817771-2/1","VDJ Albeř",null,"změna 7387/2008, 116206/2016, 40812/2020, 113104/2020, zrušeno 73422/2022","Jindřichův Hradec",null,"vodovod","Ing. Olga Štíchová",null,"KUCBAWZ0DSK3"]
["2004-02-03","2004-02-05","2004-02-25",null,null,"4381/2004","ČEVAK a.s.","Vodovod Landštejn","3105-754595-60817771-2/1","ÚV Landštejn",null,"změna 7387/2008, 116206/2016, 40812/2020, zrušeno 73422/2022","Jindřichův Hradec",null,"vodovod","Ing. Olga Štíchová",null,"KUCBAWZ0DSK3"]
["2004-02-03","2004-02-05","2004-02-25",null,null,"4381/2004","ČEVAK a.s.","Vodovod Landštejn","3105-704971-60817771-2/1","ÚV Nová Bystřice",null,"změna 7387/2008, 116206/2016, 40812/2020, 113104/2020, zrušeno 73422/2022","Jindřichův Hradec",null,"vodovod","Ing. Olga Štíchová",null,"KUCBAWZ0DSK3"]
["2004-02-03","2004-02-05","2004-02-25",null,null,"4381/2004","ČEVAK a.s.","Vodovod Landštejn","3105-708046-60817771-2/1","VDJ Nový Vojířov",null,"změna 7387/2008, 116206/2016, 40812/2020, 113104/2020, zrušeno 73422/2022","Jindřichův Hradec",null,"vodovod","Ing. Olga Štíchová",null,"KUCBAWZ0DSK3"]
["2020-03-16","2020-04-24","2020-05-15",null,null,"40812/2020","ČEVAK a.s.","Vodovod Landštejn","3105-600075-60817771-1/2","Albeř, PŘSV - mimo provoz",null,"změna 113104/2020, zrušeno 73422/2022","Jindřichův Hradec",null,"vodovod","Ing. Olga Štíchová"]
["2022-06-10","2022-07-01","2022-07-20",null,null,"73422/2022","ČEVAK a.s.","Vodovod Landštejn","3104-670553-60817771-1/2              ","Kostelní Vydří - vodovodní síť (Landštejn)",null,"změna 13764/2024","Dačice",null,"vodovod","Ing. Olga Štíchová"]
["2022-06-10","2022-07-01","2022-07-20",null,null,"73422/2022","ČEVAK a.s.","Vodovod Landštejn","3105-649601-60817771-1/1              ","N.Bystřice - Hůrky - vodovodní síť a PŘ z Blata",null,"změna 13764/2024","Jindřichův Hradec",null,"vodovod","Ing. Olga Štíchová"]
["2022-06-10","2022-07-01","2022-07-20",null,null,"73422/2022","ČEVAK a.s.","Vodovod Landštejn","3105-754595-60817771-1/1              ","Landštejn přehrada - ÚV Landštejn, PŘSV",null,"změna 13764/2024","Jindřichův Hradec",null,"vodovod","Ing. Olga Štíchová"]
["2022-06-10","2022-07-01","2022-07-20",null,null,"73422/2022","ČEVAK a.s.","Vodovod Landštejn","3104-624403-60817771-1/1              ","Dačice, Bílkov - vodovodní síť (Landštejn)",null,"změna 13764/2024","Dačice",null,"vodovod","Ing. Olga Štíchová"]
["2022-06-10","2022-07-01","2022-07-20",null,null,"73422/2022","ČEVAK a.s.","Vodovod Landštejn","3105-704971-60817771-1/3              ","Nová Bystřice - vodovodní síť (Landštejn)",null,"změna 13764/2024","Jindřichův Hradec",null,"vodovod","Ing. Olga Štíchová"]
["2022-06-10","2022-07-01","2022-07-20",null,null,"73422/2022","ČEVAK a.s.","Vodovod Landštejn","3105-600075-60817771-1/1             ","Nová Bystřice - Albeř - vodovodní síť",null,"změna 13764/2024","Jindřichův Hradec",null,"vodovod","Ing. Olga Štíchová"]
["2022-06-10","2022-07-01","2022-07-20",null,null,"73422/2022","ČEVAK a.s.","Vodovod Landštejn","3104-750379-60817771-1/1             ","Slavonice - Vlastkovec - vodovodní síť",null,"změna 13764/2024","Dačice",null,"vodovod","Ing. Olga Štíchová"]
["2022-06-10","2022-07-01","2022-07-20",null,null,"73422/2022","ČEVAK a.s.","Vodovod Landštejn","3104-651788-60817771-1/1             ","Dačice - Hradišťko, přívodní řad",null,"zrušeno 13764/2024","Dačice",null,"vodovod","Ing. Olga Štíchová"]
["2022-06-10","2022-07-01","2022-07-20",null,null,"73422/2022","ČEVAK a.s.","Vodovod Landštejn","3104-617865-60817771-1/1             ","Cizkrajov - vodovodní síť",null,"změna 13764/2024","Dačice",null,"vodovod","Ing. Olga Štíchová"]
["2022-06-10","2022-07-01","2022-07-20",null,null,"73422/2022","ČEVAK a.s.","Vodovod Landštejn","3104-651770-60817771-1/1           "," Dačice - Hradišťko - vodovodní síť",null,"zrušeno 13764/2024","Dačice",null,"vodovod","Ing. Olga Štíchová"]
["2022-06-10","2022-07-01","2022-07-20",null,null,"73422/2022","ČEVAK a.s.","Vodovod Landštejn","3104-670553-60817771-1/1            ","SKV V Landštejn - Slavonice - Dačice - K.Vydří",null,"změna 13764/2024","Dačice",null,"vodovod","Ing. Olga Štíchová"]
["2022-06-10","2022-07-01","2022-07-20",null,null,"73422/2022","ČEVAK a.s.","Vodovod Landštejn","3105-704971-60817771-1/1             ","Nová Bystřice, přívodní řad: studny - ÚV N.Bystřice",null,"změna 13764/2024","Jindřichův Hradec",null,"vodovod","Ing. Olga Štíchová"]
["2022-06-10","2022-07-01","2022-07-20",null,null,"73422/2022","ČEVAK a.s.","Vodovod Landštejn","3104-750352-60817771-1/1            ","Slavonice - Mutišov - vodovodní síť",null,"změna 13764/2024","Dačice",null,"vodovod","Ing. Olga Štíchová"]
["2022-06-10","2022-07-01","2022-07-20",null,null,"73422/2022","ČEVAK a.s.","Vodovod Landštejn","3105-704971-60817771-1/2            ","SKV VI  Landštejn - Klášter - Nová Bystřice",null,"změna 13764/2024","Jindřichův Hradec",null,"vodovod","Ing. Olga Štíchová"]
["2022-06-10","2022-07-01","2022-07-20",null,null,"73422/2022","ČEVAK a.s.","Vodovod Landštejn","3105-649597-60817771-1/1           ","Nová Bystřice - Blato - vodovodní síť",null,"změna 13764/2024","Jindřichův Hradec",null,"vodovod","Ing. Olga Štíchová"]
["2022-06-10","2022-07-01","2022-07-20",null,null,"73422/2022","ČEVAK a.s.","Vodovod Landštejn","3105-600075-60817771-1/2            ","Nová Bystřice - Albeř, přívodní řad: studny - VDJ",null,"změna 13764/2024","Jindřichův Hradec",null,"vodovod","Ing. Olga Štíchová"]
["2022-06-10","2022-07-01","2022-07-20",null,null,"73422/2022","ČEVAK a.s.","Vodovod Landštejn","3104-750361-60817771-1/1            ","Slavonice - vodovodní síť (Landštejn)",null,"změna 13764/2024","Dačice",null,"vodovod","Ing. Olga Štíchová"]
["2022-06-10","2022-07-01","2022-07-20",null,null,"73422/2022","ČEVAK a.s.","Vodovod Landštejn","3105-704971-60817771-2/1             ","Nová Bystřice, ÚV",null,"změna 13764/2024","Jindřichův Hradec",null,"vodovod","Ing. Olga Štíchová"]
["2022-06-10","2022-07-01","2022-07-20",null,null,"73422/2022","ČEVAK a.s.","Vodovod Landštejn","3105-600075-60817771-2/1            ","Nová Bystřice - Albeř - zdroje",null,"změna 13764/2024","Jindřichův Hradec",null,"vodovod","Ing. Olga Štíchová"]
["2022-06-10","2022-07-01","2022-07-20",null,null,"73422/2022","ČEVAK a.s.","Vodovod Landštejn","3105-754595-60817771-2/1             ","Landštejn, ÚV",null,"změna 13764/2024","Jindřichův Hradec",null,"vodovod","Ing. Olga Štíchová"]
["2022-06-10","2022-07-01","2022-07-20",null,null,"73422/2022","ČEVAK a.s.","Vodovod Landštejn","3104-684325-60817771-1/1           ","Dačice - Lipolec - vodovodní síť (Landštejn",null,"zrušeno 13764/2024","Dačice",null,"vodovod","Ing. Olga Štíchová"]
["2004-02-03","2004-02-05","2004-02-25",null,null,"4381/2004","VaK JČ a.s.","Vodovod Landštejn","3104-607533-60817771-3/1","Stoková síť Borek",null,"zrušeno 2757/2006",null,null,null,null,null,"KUCBAWZ0DSK3"]
["2004-02-03","2004-02-05","2004-02-25",null,null,"4381/2004","VaK JČ a.s.","Vodovod Landštejn","3104-624403-60817771-3/1","Stoková síť Dačice",null,"zrušeno 2757/2006",null,null,null,null,null,"KUCBAWZ0DSK3"]
["2004-02-03","2004-02-05","2004-02-25",null,null,"4381/2004","VaK JČ a.s.","Vodovod Landštejn","3104-750352-60817771-3/1","Stoková síť Mutišov",null,"zrušeno 2757/2006",null,null,null,null,null,"KUCBAWZ0DSK3"]
["2004-02-03","2004-02-05","2004-02-25",null,null,"4381/2004","VaK JČ a.s.","Vodovod Landštejn","3105-704971-60817771-3/1","Stoková síť Nová Bystřice",null,"zrušeno 2757/2006",null,null,null,null,null,"KUCBAWZ0DSK3"]
["2004-02-03","2004-02-05","2004-02-25",null,null,"4381/2004","VaK JČ a.s.","Vodovod Landštejn","3104-750361-60817771-3/1","Stoková síť Slavonice",null,"zrušeno 2757/2006",null,null,null,null,null,"KUCBAWZ0DSK3"]
["2004-02-03","2004-02-05","2004-02-25",null,null,"4381/2004","VaK JČ a.s.","Vodovod Landštejn","3104-607533-60817771-4/1","ČOV Borek",null,"zrušeno 2757/2006",null,null,null,null,null,"KUCBAWZ0DSK3"]
["2004-02-03","2004-02-05","2004-02-25",null,null,"4381/2004","VaK JČ a.s.","Vodovod Landštejn","3104-750361-60817771-4/1","ČOV Slavonice",null,"zrušeno 2757/2006",null,null,null,null,null,"KUCBAWZ0DSK3"]
["2004-02-03","2004-02-05","2004-02-25",null,null,"4381/2004","VaK JČ a.s.","Vodovod Landštejn","3104-750352-60817771-4/1","ČOV Mutišov",null,"zrušeno 2757/2006",null,null,null,null,null,"KUCBAWZ0DSK3"]
["2004-02-03","2004-02-05","2004-02-25",null,null,"4381/2004","ČEVAK a.s.","Obec Horní Pěna","3105-643670-00246719-1/1","RVS Malíkov nad Nežárkou",null,"změna rozhodnutí č.j. 20114/2006, změna 68904/2021",null,null,null,null,null,"KUCBAWZ0DSK3"]
["2021-06-15","2021-07-02","2021-07-20",null,null,"68904/2021","ČEVAK a.s.","Obec Horní Pěna","3105-643661-00246719-1/2","Horní Pěna, RVS"]
["2021-06-15","2021-07-02","2021-07-20",null,null,"68904/2021","ČEVAK a.s.","Obec Horní Pěna","3105-643661-00246719-1/1","Jindřichův Hradec - Horní Pěna, PŘ"]
["2004-02-03","2004-02-05","2004-02-25",null,null,"4381/2004","ČEVAK a.s.","Obec Dolní Žďár","3105-630438-00512958-1/1","Dolní Žďár + Horní Lhota",null,"změna rozhodnutí č.j. 20114/2006",null,null,null,null,null,"KUCBAWZ0DSK3"]
["2004-02-03","2004-02-05","2004-02-25",null,null,"4381/2004","ČEVAK a.s.","Obec Újezdec","3105-721701-00512745-1/1","RVS Újezdec",null,"změna rozhodnutí č.j. 20114/2006",null,null,null,null,null,"KUCBAWZ0DSK3"]
["2004-02-03","2004-02-05","2004-02-25",null,null,"4381/2004","ČEVAK a.s.","Město Nová Včelnice","3105-705322-00247146-1/2","RVS Nová Včelnice",null,"změna 7387/2008, zrušeno 145143/2023",null,null,null,null,null,"KUCBAWZ0DSK3"]
["2004-02-03","2004-02-05","2004-02-25",null,null,"4381/2004","ČEVAK a.s.","Město Nová Včelnice","3105-705322-00247146-1/1","PŘSV vrty N. Včelnice - ÚV N. Včelnice",null,"změna 7387/2008, zrušeno 145143/2023",null,null,null,null,null,"KUCBAWZ0DSK3"]
["2004-02-03","2004-02-05","2004-02-25",null,null,"4381/2004","ČEVAK a.s.","Město Nová Včelnice","3105-705322-00247146-2/1","ÚV Nová Včelnice",null,"změna 7387/2008, zrušeno 145143/2023",null,null,null,null,null,"KUCBAWZ0DSK3"]
["2004-02-03","2004-02-05","2004-02-25",null,null,"4381/2004","ČEVAK a.s.","Město Nová Včelnice","3105-705322-00247146-3/1","Stoková síť Nová Včelnice na ČOV",null,"změna 7387/2008, zrušeno 145143/2023",null,null,null,null,null,"KUCBAWZ0DSK3"]
["2004-02-03","2004-02-05","2004-02-25",null,null,"4381/2004","ČEVAK a.s.","Město Nová Včelnice","3105-705322-00247146-3/2","Stoková síť Nová Včelnice na VV",null,"zrušeno 7387/2008",null,null,null,null,null,"KUCBAWZ0DSK3"]
["2004-02-03","2004-02-05","2004-02-25",null,null,"4381/2004","ČEVAK a.s.","Město Nová Včelnice","3105-705322-00247146-4/1","ČOV Nová Včelnice",null,"zrušeno 7387/2008",null,null,null,null,null,"KUCBAWZ0DSK3"]
["2004-02-03","2004-02-05","2004-02-25",null,null,"4381/2004","ČEVAK a.s.","Obec Pleše","3105-721697-00512702-1/1","RVS Pleše",null,"změna rozhodnutí č.j. 20114/2006",null,null,null,null,null,"KUCBAWZ0DSK3"]
["2004-02-03","2004-02-05","2004-02-25",null,null,"4381/2004","ČEVAK a.s.","Obec Roseč","3105-741183-00512729-1/1","RVS Roseč",null,"změna rozhodnutí č.j. 20114/2006, změna 126424/2022",null,null,null,null,null,"KUCBAWZ0DSK3"]
["2004-02-03","2004-02-05","2004-02-25",null,null,"4381/2004","VaK JČ a.s.","Obec Roseč","3105-741183-00512729-2/1","ÚV Roseč",null,"změna rozhodnutí č.j. 20114/2006, zrušeno 126424/2022",null,null,null,null,null,"KUCBAWZ0DSK3"]
["2004-02-03","2004-02-05","2004-02-25",null,null,"4381/2004","ČEVAK a.s.","Obec Blažejov","3105-605468-00246298-1/1","RVS Blažejov",null,"změna. 20114/2006,  40441/2020","Jindřichův Hradec","Blažejov","vodovod","Ing. Martin Kalač",null,"KUCBAWZ0DSLY"]
["2020-03-16","2020-04-23","2020-05-12",null,null,"40441/2020","ČEVAK a.s.","Obec Blažejov","3105-605492-00246298-1/1","Mutyněves, RVS",null,null,"Jindřichův Hradec","Blažejov","vodovod","Ing. Martin Kalač"]
["2020-03-16","2020-04-23","2020-05-12",null,null,"40441/2020","ČEVAK a.s.","Obec Blažejov","3105-605492-00246298-2/1","Mutyněves, ÚV",null,null,"Jindřichův Hradec","Blažejov","vodovod","Ing. Martin Kalač"]
["2020-03-16","2020-04-23","2020-05-12",null,null,"40441/2020","ČEVAK a.s.","Obec Blažejov","3105-605506-00246298-1/1","Oldřiš, RVS",null,null,"Jindřichův Hradec","Blažejov","vodovod","Ing. Martin Kalač"]
["2020-03-16","2020-04-23","2020-05-12",null,null,"40441/2020","ČEVAK a.s.","Obec Blažejov","3105-605506-00246298-2/1","Oldřiš, ÚV",null,null,"Jindřichův Hradec","Blažejov","vodovod","Ing. Martin Kalač"]
["2004-02-03","2004-02-05","2004-02-25",null,null,"4381/2004","VaK JČ a.s.","Obec Horní Pěna, Obec Dolní Pěna","3105-643661-00246719-1/2","RVS Horní Pěna",null,"změna rozhodnutí č.j. 20114/2006, zrušeno 69484/2021",null,null,null,null,null,"KUCBAWZ0DSLY"]
["2004-02-03","2004-02-05","2004-02-25",null,null,"4381/2004","VaK JČ a.s.","Obec Horní Pěna, Obec Dolní Pěna","3105-643653-00512940-1/1","RVS Dolní Pěna",null,"změna rozhodnutí č.j. 20114/2006, zrušeno 69484/2021",null,null,null,null,null,"KUCBAWZ0DSLY"]
["2004-02-03","2004-02-05","2004-02-25",null,null,"4381/2004","VaK JČ a.s.","Obec Horní Pěna, Obec Dolní Pěna","3105-643661-00246719-1/1","PŘ J.Hradec - H. Pěna",null,"změna rozhodnutí č.j. 20114/2006, zrušeno 69484/2021",null,null,null,null,null,"KUCBAWZ0DSLY"]
["2004-02-03","2004-02-05","2004-02-25",null,null,"4381/2004","VaK JČ a.s.","Vodovod Hamr","3105-756377-60818361-1/2","RVS Stráž nad Než.",null,"zrušeno 86923/2015",null,null,null,null,null,"KUCBAWZ0DSLY"]
["2004-02-03","2004-02-05","2004-02-25",null,null,"4381/2004","VaK JČ a.s.","Vodovod Hamr","3114-770230-60819361-1/2","RVS Třeboň",null,"Zrušeno 87071/2015",null,null,null,null,null,"KUCBAWZ0DSLY"]
["2004-02-03","2004-02-05","2004-02-25",null,null,"4381/2004","VaK JČ a.s.","Vodovod Hamr","3114-615021-60818361-1/1","RVS Břilice",null,"Zrušeno 87071/2015",null,null,null,null,null,"KUCBAWZ0DSLY"]
["2004-02-03","2004-02-05","2004-02-25",null,null,"4381/2004","VaK JČ a.s.","Vodovod Hamr","3114-753742-60818361-1/1","RVS Nová Hlína",null,"Zrušeno 87071/2015",null,null,null,null,null,"KUCBAWZ0DSLY"]
["2004-02-03","2004-02-05","2004-02-25",null,null,"4381/2004","VaK JČ a.s.","Vodovod Hamr","3114-753726-60818361-1/2","RVS Stará Hlína",null,"Zrušeno 87071/2015",null,null,null,null,null,"KUCBAWZ0DSLY"]
["2004-02-03","2004-02-05","2004-02-25",null,null,"4381/2004","VaK JČ a.s.","Vodovod Hamr","3114-609421-60818361-1/1","RVS Branná",null,"Zrušeno 87071/2015",null,null,null,null,null,"KUCBAWZ0DSLY"]
["2004-02-03","2004-02-05","2004-02-25",null,null,"4381/2004","VaK JČ a.s.","Vodovod Hamr","3114-735060-60818361-1/2","RVS Přeseka",null,"Zrušeno 87071/2015",null,null,null,null,null,"KUCBAWZ0DSLY"]
["2004-02-03","2004-02-05","2004-02-25",null,null,"4381/2004","VaK JČ a.s.","Vodovod Hamr","3114-753726-60818361-1/1","PŘ Třeboň - Nová Hlína - Stará Hlína",null,"Zrušeno 87071/2015",null,null,null,null,null,"KUCBAWZ0DSLY"]
["2004-02-03","2004-02-05","2004-02-25",null,null,"4381/2004","VaK JČ a.s.","Vodovod Hamr","3114-735060-60818361-1/1","PŘSV vrty Přeseka - VDJ Přeseka",null,"Zrušeno 87071/2015",null,null,null,null,null,"KUCBAWZ0DSLY"]
["2004-02-03","2004-02-05","2004-02-25",null,null,"4381/2004","VaK JČ a.s.","Vodovod Hamr","3114-735060-60818361-2/1","VDJ Přeseka",null,"Zrušeno 87071/2015",null,null,null,null,null,"KUCBAWZ0DSLY"]
["2004-02-03","2004-02-05","2004-02-25",null,null,"4381/2004","VaK JČ a.s.","Vodovod Hamr","3105-756377-60818361-2/1","VDJ Stráž nad Nežárkou",null,"zrušeno 86923/2015",null,null,null,null,null,"KUCBAWZ0DSLY"]
["2004-02-03","2004-02-05","2004-02-25",null,null,"4381/2004","VaK JČ a.s.","Vodovod Hamr","3114-615021-60818361-3/1","Stoková síť Břilice",null,"Zrušeno 87071/2015",null,null,null,null,null,"KUCBAWZ0DSLY"]
["2004-02-03","2004-02-05","2004-02-25",null,null,"4381/2004","VaK JČ a.s.","Vodovod Hamr","3114-753742-60818361-3/1","Stoková síť Nová Hlína",null,"Zrušeno 87071/2015",null,null,null,null,null,"KUCBAWZ0DSLY"]
["2004-02-03","2004-02-05","2004-02-25",null,null,"4381/2004","VaK JČ a.s.","Vodovod Hamr","3114-735060-60818361-3/1","Stoková síť Přeseka",null,"Zrušeno 87071/2015",null,null,null,null,null,"KUCBAWZ0DSLY"]
["2004-02-03","2004-02-05","2004-02-25",null,null,"4381/2004","VaK JČ a.s.","Vodovod Hamr","3114-753726-60818361-3/1","Stoková síť Stará Hlína",null,"Zrušeno 87071/2015",null,null,null,null,null,"KUCBAWZ0DSLY"]
["2004-02-03","2004-02-05","2004-02-25",null,null,"4381/2004","VaK JČ a.s.","Vodovod Hamr","3114-770230-60818361-3/1","Stoková síť Třeboň",null,"Zrušeno 87071/2015",null,null,null,null,null,"KUCBAWZ0DSLY"]
["2004-02-03","2004-02-05","2004-02-25",null,null,"4381/2004","ČEVAK a.s.","Vodovod Hamr","3105-720992-60818361-1/1","RVS Pístina",null,"změna 86923/2015, zrušeno 8196/2025",null,null,null,null,null,"KUCBAWZ0DSLY"]
["2004-02-03","2004-02-05","2004-02-25",null,null,"4381/2004","ČEVAK a.s.","Vodovod Hamr","3114-637017-60818361-1/4","RVS Hamr",null,"změna 86923/2015, zrušeno 8196/2025",null,null,null,null,null,"KUCBAWZ0DSLY"]
["2004-02-03","2004-02-05","2004-02-25",null,null,"4381/2004","ČEVAK a.s.","Vodovod Hamr","3114-689904-60818361-1/1","RVS Majdalena",null,"změna 86923/2015, zrušeno 8196/2025",null,null,null,null,null,"KUCBAWZ0DSLY"]
["2004-02-03","2004-02-05","2004-02-25",null,null,"4381/2004","ČEVAK a.s.","Vodovod Hamr","3114-637017-60818361-1/1","SKV III J.Hradec - Hamr",null,"změna 86923/2015, zrušeno 8196/2025",null,null,null,null,null,"KUCBAWZ0DSLY"]
["2004-02-03","2004-02-05","2004-02-25",null,null,"4381/2004","ČEVAK a.s.","Vodovod Hamr","3105-756377-60818361-1/1","PŘ SKV III - Stráž nad Nežárkou",null,"změna 86923/2015, zrušeno 8196/2025",null,null,null,null,null,"KUCBAWZ0DSLY"]
["2004-02-03","2004-02-05","2004-02-25",null,null,"4381/2004","ČEVAK a.s.","Vodovod Hamr","3114-637017-60818361-1/2","PŘ ÚV Hamr - Hamr",null,"změna 86923/2015, zrušeno 8196/2025",null,null,null,null,null,"KUCBAWZ0DSLY"]
["2004-02-03","2004-02-05","2004-02-25",null,null,"4381/2004","ČEVAK a.s.","Vodovod Hamr","3114-770230-60818361-1/1","PŘ Hamr - Třeboň",null,"změna 86923/2015, zrušeno 8196/2025",null,null,null,null,null,"KUCBAWZ0DSLY"]
["2004-02-03","2004-02-05","2004-02-25",null,null,"4381/2004","ČEVAK a.s.","Vodovod Hamr","3114-637017-60818361-1/3","PŘSV jezero Hamr - ÚV Hamr",null,"změna 86923/2015, zrušeno 8196/2025",null,null,null,null,null,"KUCBAWZ0DSLY"]
["2004-02-03","2004-02-05","2004-02-25",null,null,"4381/2004","ČEVAK a.s.","Vodovod Hamr","3114-637017-60818361-2/1","ÚV Hamr",null,"změna 86923/2015, zrušeno 8196/2025",null,null,null,null,null,"KUCBAWZ0DSLY"]
["2025-01-17","2025-02-07","2025-02-25",null,null,"8196/2025","ČEVAK a.s.","Vodovod Hamr","3105-720992-60818361-1/1","Vodovod Hamr - Pístina - vodovodní síť"]
["2025-01-17","2025-02-07","2025-02-25",null,null,"8196/2025","ČEVAK a.s.","Vodovod Hamr","3114-637017-60818361-1/1","Vodovod Hamr - přív.řad SKV III: Jindřichův Hradec - Hamr"]
["2025-01-17","2025-02-07","2025-02-25",null,null,"8196/2025","ČEVAK a.s.","Vodovod Hamr","3114-637017-60818361-1/2","Vodovod Hamr - přív.řad: ÚV Hamr - Hamr (hranice KÚ)"]
["2025-01-17","2025-02-07","2025-02-25",null,null,"8196/2025","ČEVAK a.s.","Vodovod Hamr","3114-637017-60818361-1/3","Vodovod Hamr - přív.řad: Hamr jezero - ÚV Hamr"]
["2025-01-17","2025-02-07","2025-02-25",null,null,"8196/2025","ČEVAK a.s.","Vodovod Hamr","3114-637017-60818361-1/4","Vodovod Hamr - Hamr - vodovodní síť"]
["2025-01-17","2025-02-07","2025-02-25",null,null,"8196/2025","ČEVAK a.s.","Vodovod Hamr","3114-637017-60818361-2/1","Vodovod Hamr - Hamr - ÚV"]
["2025-01-17","2025-02-07","2025-02-25",null,null,"8196/2025","ČEVAK a.s.","Vodovod Hamr","3114-689904-60818361-1/1","Vodovod Hamr - Majdalena - vodovodní síť"]
["2025-01-17","2025-02-07","2025-02-25",null,null,"8196/2025","ČEVAK a.s.","Vodovod Hamr","3114-770230-60818361-1/1","Vodovod Hamr - přív.řad: ÚV Hamr - Třeboň"]
["2004-02-03","2004-02-05","2004-02-25",null,null,"4381/2004","ČEVAK a.s.","Město Jindřichův Hradec","3105-624861-00246875-1/2","RVS Děbolín",null,"změna rozhodnutí 48320/2016, 120168/2020",null,null,null,null,null,"KUCBAWZ0DSLY"]
["2004-02-03","2004-02-05","2004-02-25",null,null,"4381/2004","ČEVAK a.s.","Město Jindřichův Hradec","3105-624870-00246875-1/2","RVS Matná",null,"změna rozhodnutí 48320/2016, 120168/2020",null,null,null,null,null,"KUCBAWZ0DSLY"]
["2004-02-03","2004-02-05","2004-02-25",null,null,"4381/2004","ČEVAK a.s.","Město Jindřichův Hradec","3105-660647-00246875-1/1","RVS Buk",null,"změna rozhodnutí 48320/2016, 120168/2020",null,null,null,null,null,"KUCBAWZ0DSLY"]
["2004-02-03","2004-02-05","2004-02-25",null,null,"4381/2004","ČEVAK a.s.","Město Jindřichův Hradec","3105-660523-00246875-1/2","RVS J.Hradec",null,"změna rozhodnutí 48320/2016, 120168/2020",null,null,null,null,null,"KUCBAWZ0DSLY"]
["2004-02-03","2004-02-05","2004-02-25",null,null,"4381/2004","ČEVAK a.s.","Město Jindřichův Hradec","3105-738689-00246875-1/1","RVS Radouňka",null,"změna rozhodnutí 48320/2016, 120168/2020",null,null,null,null,null,"KUCBAWZ0DSLY"]
["2004-02-03","2004-02-05","2004-02-25",null,null,"4381/2004","ČEVAK a.s.","Město Jindřichův Hradec","3105-630144-00246875-1/1","RVS Dolní Skrýchov",null,"změna rozhodnutí 48320/2016, 120168/2020",null,null,null,null,null,"KUCBAWZ0DSLY"]
["2004-02-03","2004-02-05","2004-02-25",null,null,"4381/2004","ČEVAK a.s.","Město Jindřichův Hradec","3105-716502-00246875-1/1","RVS Otín",null,"změna rozhodnutí 48320/2016, 120168/2020",null,null,null,null,null,"KUCBAWZ0DSLY"]
["2004-02-03","2004-02-05","2004-02-25",null,null,"4381/2004","ČEVAK a.s.","Město Jindřichův Hradec","3105-660701-00246875-1/1","RVS Horní Žďár",null,"změna rozhodnutí 48320/2016, 120168/2020",null,null,null,null,null,"KUCBAWZ0DSLY"]
["2004-02-03","2004-02-05","2004-02-25",null,null,"4381/2004","ČEVAK a.s.","Město Jindřichův Hradec","3105-660698-00246875-1/2","RVS Políkno",null,"změna rozhodnutí 48320/2016, 120168/2020",null,null,null,null,null,"KUCBAWZ0DSLY"]
["2004-02-03","2004-02-05","2004-02-25",null,null,"4381/2004","ČEVAK a.s.","Město Jindřichův Hradec","3105-630071-00246875-1/1","RVS Dolní Radouň",null,"změna rozhodnutí 48320/2016, 120168/2020",null,null,null,null,null,"KUCBAWZ0DSLY"]
["2004-02-03","2004-02-05","2004-02-25",null,null,"4381/2004","ČEVAK a.s.","Město Jindřichův Hradec","3105-624861-00246875-1/1","SKV I Pleše - Děbolín",null,"změna rozhodnutí 48320/2016, 120168/2020",null,null,null,null,null,"KUCBAWZ0DSLY"]
["2004-02-03","2004-02-05","2004-02-25",null,null,"4381/2004","ČEVAK a.s.","Město Jindřichův Hradec","3105-660523-00246875-1/1","SKV II Děbolín - J.Hradec",null,"změna rozhodnutí 48320/2016, 120168/2020",null,null,null,null,null,"KUCBAWZ0DSLY"]
["2004-02-03","2004-02-05","2004-02-25",null,null,"4381/2004","ČEVAK a.s.","Město Jindřichův Hradec","3105-624870-00246875-1/1","PŘ SKV II - Buk - Matná",null,"změna rozhodnutí 48320/2016, 120168/2020",null,null,null,null,null,"KUCBAWZ0DSLY"]
["2004-02-03","2004-02-05","2004-02-25",null,null,"4381/2004","ČEVAK a.s.","Město Jindřichův Hradec","3105-660698-00246875-1/1","PŘ SKV III - Horní Žďár - Políkno",null,"změna rozhodnutí 48320/2016, 120168/2020",null,null,null,null,null,"KUCBAWZ0DSLY"]
["2004-02-03","2004-02-05","2004-02-25",null,null,"4381/2004","ČEVAK a.s.","Město Jindřichův Hradec","3105-686352-00246875-2/1","VDJ Dolní Radouň",null,"změna rozhodnutí 48320/2016, 120168/2020",null,null,null,null,null,"KUCBAWZ0DSLY"]
["2004-02-03","2004-02-05","2004-02-25",null,null,"4381/2004","ČEVAK a.s.","Město Jindřichův Hradec","3105-660523-00246875-3/1","Stoková síť J. Hradec a místní části",null,"změna rozhodnutí 48320/2016, 120168/2020",null,null,null,null,null,"KUCBAWZ0DSLY"]
["2004-02-03","2004-02-05","2004-02-25",null,null,"4381/2004","ČEVAK a.s.","Město Jindřichův Hradec","3105-660523-00246875-4/1","ČOV Jindřichův Hradec",null,"změna rozhodnutí 48320/2016, 120168/2020",null,null,null,null,null,"KUCBAWZ0DSLY"]
["2004-02-03","2008-04-09","2008-04-26",null,null,"7387/2008","ČEVAK a.s.","Město Jindřichův Hradec","3105-630071-00246875-1/2","PŘSV Dolní Radouň",null,"změna rozhodnutí 48320/2016, 120168/2020",null,null,null,null,null,"KUCBAWZ0DSLY"]
["2015-09-09","2015-10-02","2015-10-20",null,null,"68822/2015","ČEVAK a.s.","Město Jindřichův Hradec","3105-660647-00246875-3/1","Buk - stoková síť",null,"změna rozhodnutí 48320/2016, 120168/2020",null,null,null,null,null,"KUCBAWZ0DSLY"]
["2015-09-09","2015-10-02","2015-10-20",null,null,"68822/2015","ČEVAK a.s.","Město Jindřichův Hradec","3105-660647-00246875-4/1","Buk - ČOV",null,"změna rozhodnutí 48320/2016, 120168/2020",null,null,null,null,null,"KUCBAWZ0DSLY"]
["2016-04-11","2016-05-02","2016-05-19",null,null,"48320/2016","ČEVAK a.s.","Město Jindřichův Hradec","3105-660701-00246875-4/1","Horní Žďár - ČOV",null,"změna 120168/2020",null,null,null,null,null,"KUCBAWZ0DSLY"]
["2016-04-11","2016-05-02","2016-05-19",null,null,"48320/2016","ČEVAK a.s.","Město Jindřichův Hradec","3105-660701-00246875-3/1","Horní Žďár - stoková síť",null,"změna 120168/2020",null,null,null,null,null,"KUCBAWZ0DSLY"]
["2020-09-25","2020-10-14","2015-10-30",null,null,"120188/2020","ČEVAK a.s.","Město Jindřichův Hradec","3105-624861-00246875-3/1","Děbolín, stoková síť"]
["2020-09-25","2020-10-14","2015-10-30",null,null,"120188/2020","ČEVAK a.s.","Město Jindřichův Hradec","3105-624861-00246875-4/1","Děbolín, ČOV"]
["2004-02-03","2004-02-05","2004-02-25",null,null,"4381/2004","ČEVAK a.s.","Obec Záhoří, Doňov, Újezdec, Dírná","3105-721701-00512770-1/1","PŘ Pleše - Záhoří - Doňov - Újezdec",null,"změna rozhodnutí č.j. 20114/2006",null,null,null,null,null,"KUCBAWZ0DSLY"]
["2004-02-03","2004-02-05","2004-02-25",null,null,"4381/2004","ČEVAK a.s.","Obec Záhoří","3105-721727-00512770-1/1","RVS Záhoří",null,"změna rozhodnutí č.j. 20114/2006",null,null,null,null,null,"KUCBAWZ0DSLY"]
["2004-02-03","2004-02-05","2004-02-25",null,null,"4381/2004","ČEVAK a.s.","Obec Hospříz","3105-645583-00246751-1/1","RVS Hospříz",null,"změna rozhodnutí č.j. 36204/2014",null,null,null,null,null,"KUCBAWZ0DSMT"]
["2004-02-03","2004-02-05","2004-02-25",null,null,"4381/2004","VaK JČ a.s.","Obec Hospříz","3105-645583-00246751-2/1","ÚV Hospříz",null,"zrušeno 36204/2014",null,null,null,null,null,"KUCBAWZ0DSMT"]
["2004-02-03","2004-02-05","2004-02-25",null,null,"4381/2004","VaK JČ a.s.","Obec Velký Ratmírov","3105-779709-00666556-1/1","RVS Velký Ratmírov",null,"Zrušeno rozhodnutí č.j. 1237/2008",null,null,null,null,null,"KUCBAWZ0DSMT"]
["2004-02-03","2004-02-05","2004-02-25",null,null,"4381/2004","ČEVAK a.s.","Obec  Dírná, Pleše, Višňová","3105-721719-00252166-1/1","PŘ Pleše - Višňová",null,"změna rozhodnutí č.j. 20114/2006",null,null,null,null,null,"KUCBAWZ0DSMT"]
["2004-02-03","2004-02-05","2004-02-25",null,null,"4381/2004","ČEVAK a.s.","Obec Višňová","3105-721719-00512753-1/1","RVS Višňová",null,"změna rozhodnutí č.j. 20114/2006",null,null,null,null,null,"KUCBAWZ0DSMT"]
["2004-02-03","2004-02-05","2004-02-25",null,null,"4381/2004","ČEVAK a.s.","Obec Novosedly nad Nežárkou","3114-706990-00247171-1/1","RVS Mláka",null,"změna 20114/2006,  33336/2015",null,null,null,null,null,"KUCBAWZ0DSMT"]
["2004-02-03","2004-02-05","2004-02-25",null,null,"4381/2004","ČEVAK a.s.","Obec Novosedly nad Nežárkou","3114-707007-00247171-1/2","RVS Novosedly nad Nežárkou + Kolence",null,"změna 20114/2006,  33336/2015",null,null,null,null,null,"KUCBAWZ0DSMT"]
["2004-02-03","2004-02-05","2004-02-25",null,null,"4381/2004","ČEVAK a.s.","Obec Novosedly nad Nežárkou","3114-706981-00247171-1/1","PŘ S.Hlína - Mláka - Novosedly - Kolence",null,"změna 20114/2006,  33336/2015",null,null,null,null,null,"KUCBAWZ0DSMT"]
["2004-02-03","2004-02-05","2004-02-25",null,null,"4381/2004","VaK JČ a.s.","Obec Novosedly nad Nežárkou","3114-707007-00247171-1/1","PŘSV vrty Novosedly - ÚV Novosedly ",null,"zrušeno 33336/2015",null,null,null,null,null,"KUCBAWZ0DSMT"]
["2004-02-03","2004-02-05","2004-02-25",null,null,"4381/2004","VaK JČ a.s.","Obec Novosedly nad Nežárkou","3114-707007-00247171-2/1","ÚV Novosedly n.Nežárkou",null,"zrušeno 33336/2015",null,null,null,null,null,"KUCBAWZ0DSMT"]
["2004-02-03","2004-02-05","2004-02-25",null,null,"4381/2004","ČEVAK a.s.","Obec Novosedly nad Nežárkou","3114-706981-00247171-3/1","Stoková síť Kolence",null,"změna 20114/2006,  33336/2015",null,null,null,null,null,"KUCBAWZ0DSMT"]
["2004-02-03","2004-02-05","2004-02-25",null,null,"4381/2004","ČEVAK a.s.","Obec Novosedly nad Nežárkou","3114-706990-00247171-3/1","Stoková síť Mláka",null,"změna 20114/2006,  33336/2015",null,null,null,null,null,"KUCBAWZ0DSMT"]
["2004-02-03","2004-02-05","2004-02-25",null,null,"4381/2004","ČEVAK a.s.","Obec Novosedly nad Nežárkou","3114-707007-00247171-3/1","Stoková síť Novosedly nad Nežárkou",null,"změna 20114/2006,  33336/2015",null,null,null,null,null,"KUCBAWZ0DSMT"]
["2004-02-03","2004-02-05","2004-02-25",null,null,"4381/2004","ČEVAK a.s.","Obec Novosedly nad Nežárkou","3114-706981-00247171-4/1","ČOV Kolence",null,"změna 20114/2006,  33336/2015",null,null,null,null,null,"KUCBAWZ0DSMT"]
["2004-02-03","2004-02-05","2004-02-25",null,null,"4381/2004","ČEVAK a.s.","Obec Novosedly nad Nežárkou","3114-706990-00247171-4/1","ČOV Mláka",null,"změna 20114/2006,  33336/2015",null,null,null,null,null,"KUCBAWZ0DSMT"]
["2004-02-03","2004-02-05","2004-02-25",null,null,"4381/2004","ČEVAK a.s.","Obec Novosedly nad Nežárkou","3114-707007-00247171-4/1","ČOV Novosedly nad Nežárkou",null,"změna 20114/2006,  33336/2015",null,null,null,null,null,"KUCBAWZ0DSMT"]
["2004-02-03","2004-02-05","2004-02-25",null,null,"4381/2004","VaK JČ a.s.","Obec Hatín","3105-637513-00246646-1/1","RVS Hatín",null,"změna 20114/2006, 10398/2014, zrušeno 82076/2021",null,null,null,null,null,"KUCBAWZ0DSMT"]
["2004-02-03","2004-02-05","2004-02-25",null,null,"4381/2004","VaK JČ a.s.","Obec Hatín","3105-637548-00246646-1/1","RVS Stajka",null,"změna 20114/2006, 10398/2014, zrušeno 82076/2021",null,null,null,null,null,"KUCBAWZ0DSMT"]
["2004-02-03","2004-02-05","2004-02-25",null,null,"4381/2004","VaK JČ a.s.","Obec Hatín","3105-637530-00246646-1/1","PŘSV vrty Hatín - ÚV a VDJ Polště",null,"změna 20114/2006, 10398/2014, zrušeno 82076/2021",null,null,null,null,null,"KUCBAWZ0DSMT"]
["2004-02-03","2004-02-05","2004-02-25",null,null,"4381/2004","ČEVAK a.s.","Obec Hatín","3105-637530-00246646-2/1","ÚV Polště",null,"změna 20114/2006, 10398/2014, 82076/2021",null,null,null,null,null,"KUCBAWZ0DSMT"]
["2014-02-14","2014-03-06","2014-03-22",null,null,"10398/2014","ČEVAK a.s.","Obec Hatín","3105-637513-00246646-1/2","Jemčina, vodovodní síť",null,"změna 82076/2021",null,null,null,null,null,"KUCBAWZ0DSMT"]
["2021-07-20","2021-08-06","2021-08-26",null,null,"82076/2021","ČEVAK a.s.","Obec Hatín","3105-637513-00246646-1/1","Hatín, Stajka, vodovodní síť"]
["2021-07-20","2021-08-06","2021-08-26",null,null,"82076/2021","ČEVAK a.s.","Obec Hatín","3105-637530-00246646-1/1","Hatín - přív. řad: vrty - AŠ Polště, Hatín"]
["2004-02-03","2004-02-05","2004-02-25",null,null,"4381/2004","ČEVAK a.s.","Obec Ratiboř ","3105-739758-00512711-1/1","PŘ Matná – Ratiboř",null,"změna rozhodnutí č.j. 20114/2006, 65343/2021",null,null,null,null,null,"KUCBAWZ0DSMT"]
["2004-02-03","2004-02-05","2004-02-25",null,null,"4381/2004","ČEVAK a.s.","Obec Ratiboř ","3105-739758-00512711-1/2","RVS Ratiboř",null,"změna rozhodnutí č.j. 20114/2006, 65343/2021",null,null,null,null,null,"KUCBAWZ0DSMT"]
["2021-06-07","2021-06-29","2021-07-16",null,null,"65343/2021","ČEVAK a.s.","Obec Ratiboř ","3105-739758-00512711-4/1","Ratiboř, ČOV"]
["2021-06-07","2021-06-29","2021-07-16",null,null,"65343/2021","ČEVAK a.s.","Obec Ratiboř ","3105-739758-00512711-3/1","Ratiboř, stoková síť"]
["2004-02-03","2004-02-05","2004-02-25",null,null,"4381/2004","ČEVAK a.s.","Obec Doňov","3105-631027-00476722-1/1","RVS Doňov",null,"změna rozhodnutí č.j. 20114/2008",null,null,null,null,null,"KUCBAWZ0DSMT"]
["2004-02-03","2004-02-05","2004-02-25",null,null,"4381/2004","ČEVAK a.s.","Obec Budíškovice","3104-713384-00246387-1/1","RVS Ostojkovice",null,"změna  20114/2006, 116207/2016",null,null,null,null,null,"KUCBAWZ0DSMT"]
["2016-08-30","2016-09-19","2016-10-06",null,null,"116207/2016","ČEVAK a.s.","Obec Budíškovice","3104-615455-00246387-1/1","Budíškovice, RVS",null,null,null,null,null,null,null,"KUCBAWZ0DSMT"]
["2016-08-30","2016-09-19","2016-10-06",null,null,"116207/2016","ČEVAK a.s.","Obec Budíškovice","3104-615455-00246387-1/2","Dačice - Budíškovice, PŘ",null,null,null,null,null,null,null,"KUCBAWZ0DSMT"]
["2016-08-30","2016-09-19","2016-10-06",null,null,"116207/2016","ČEVAK a.s.","Obec Budíškovice","3104-780391-00246387-1/1","Vesce, RVS vč. PŘ z Budíškovic",null,null,null,null,null,null,null,"KUCBAWZ0DSMT"]
["2004-02-03","2004-02-05","2004-02-25",null,null,"4381/2004","ČEVAK a.s.","Obec Okrouhlá Radouň","3105-643939-00666483-1/1","RVS Okrouhlá Radouň",null,"změna 20114/2006, 100311/2017",null,null,null,null,null,"KUCBAWZ0DSR4"]
["2004-02-03","2004-02-05","2004-02-25",null,null,"4381/2004","ČEVAK a.s.","Obec Okrouhlá Radouň","3105-643939-00666483-2/1","OS Okrouhlá Radouň",null,"změna 20114/2006, 100311/2017",null,null,null,null,null,"KUCBAWZ0DSR4"]
["2017-08-22","12.92017","2017-09-28",null,null,"100311/2017","ČEVAK a.s.","Obec Okrouhlá Radouň","3105-643939-00666483-1/2","Okrouhlá Radouň, zdroje - OS, PŘSV",null,null,null,null,null,null,null,"KUCBAWZ0DSR4"]
["2004-02-03","2004-02-05","2004-02-25",null,null,"4381/2004","VaK JČ a.s.","Obec Popelín","3105-725722-00247286-1/2","RVS Popelín",null,"zrušeno 137512/2017",null,null,null,null,null,"KUCBAWZ0DSR4"]
["2004-02-03","2004-02-05","2004-02-25",null,null,"4381/2004","VaK JČ a.s.","Obec Popelín","3105-725722-00247286-1/1","PŘSV studny Popelín - ČS Popelín",null,"zrušeno 137512/2017",null,null,null,null,null,"KUCBAWZ0DSR4"]
["2004-02-03","2004-02-05","2004-02-25",null,null,"4381/2004","VaK JČ a.s.","Obec Popelín","3105-725722-00247286-2/1","ČS Popelín",null,"zrušeno 137512/2017",null,null,null,null,null,"KUCBAWZ0DSR4"]
["2004-02-03","2004-02-05","2004-02-25",null,null,"4381/2004","ČEVAK a.s.","Obec Klec","3114-666009-00666467-1/1","RVS Klec",null,"změna rozhodnutí č.j. 20114/2006",null,null,null,null,null,"KUCBAWZ0DSR4"]
["2004-02-03","2004-02-05","2004-02-25",null,null,"4381/2004","ČEVAK a.s.","Město Kardašova Řečice","3105-663204-00246905-1/1","RVS Kardašova Řečice",null,"změna rozhodnutí č.j. 20114/2006",null,null,null,null,null,"KUCBAWZ0DSR4"]
["2004-02-03","2004-02-05","2004-02-25",null,null,"4381/2004","ČEVAK a.s.","Město Kardašova Řečice","3105-663212-00246905-1/1","RVS Mnich",null,"změna rozhodnutí č.j. 20114/2006",null,null,null,null,null,"KUCBAWZ0DSR4"]
["2004-02-03","2004-02-05","2004-02-25",null,null,"4381/2004","ČEVAK a.s.","Město Kardašova Řečice","3105-663204-00246905-3/1","Stoková síť Kardašova Řečice",null,"změna rozhodnutí č.j. 20114/2006",null,null,null,null,null,"KUCBAWZ0DSR4"]
["2004-02-03","2004-02-05","2004-02-25",null,null,"4381/2004","ČEVAK a.s.","Město Kardašova Řečice","3105-663204-00246905-4/1","ČOV Kardašova Řečice",null,"změna rozhodnutí č.j. 20114/2006",null,null,null,null,null,"KUCBAWZ0DSR4"]
["2004-02-13","2004-03-08","2004-03-31",null,null,"6546/2004","Obec Hrejkovice","Obec Hrejkovice","3107-718831-00249688-1/1","RVS Pechova Lhota",null,null,"Milevsko","Hrejkovice","vodovod","Josef Šimeček","podzemní","KUCBAWZ0DSR4"]
["2004-02-13","2004-03-08","2004-03-31",null,null,"6546/2004","Obec Hrejkovice","Obec Hrejkovice","3107-718831-00249688-1/2","PŘ studna - RVS Pechova Lhota",null,null,"Milevsko","Hrejkovice","vodovod","Josef Šimeček",null,"KUCBAWZ0DSR4"]
["2004-02-13","2004-03-08","2004-03-31",null,null,"6546/2004","Obec Hrejkovice","Obec Hrejkovice","3107-718831-00249688-2/1","ÚV Pechova Lhota",null,null,"Milevsko","Hrejkovice","vodovod","Josef Šimeček",null,"KUCBAWZ0DSR4"]
["2004-02-13","2004-03-08","2004-03-31",null,null,"6546/2004","Obec Hrejkovice","Obec Hrejkovice","3107-648094-00249688-3/1","KS Hrejkovice",null,null,"Milevsko","Hrejkovice","kanalizace","Josef Šimeček",null,"KUCBAWZ0DSR4"]
["2004-02-13","2004-03-08","2004-03-31",null,null,"6546/2004","Obec Hrejkovice","Obec Hrejkovice","3107-718831-00249688-3/1","KS Pechova lhota",null,null,"Milevsko","Hrejkovice","kanalizace","Josef Šimeček",null,"KUCBAWZ0DSR4"]
["2004-02-13","2004-03-08","2004-03-31",null,null,"6546/2004","Obec Hrejkovice","Obec Hrejkovice","3107-704571-00249688-3/1","KS Níkovice",null,null,"Milevsko","Hrejkovice","kanalizace","Josef Šimeček",null,"KUCBAWZ0DSR4"]
["2004-03-31","2004-03-29","2004-04-17",null,null,"6642/2004","Obec Záhoří ","Obec Záhoří ","3108-789992-00250244-1/1","PŘ ÚV Záhoří - RVS Horní Záhoří",null,"změna 7499/2022","Písek","Záhoří ","vodovod","Ladislav Pípal","podzemní","KUCBAWZ0DSR4"]
["2004-02-11","2004-03-29","2004-04-17",null,null,"6642/2004","Obec Záhoří ","Obec Záhoří ","3108-789992-00250244-1/2","RVS Horní a Dolní Záhoří",null,"změna 7499/2022","Písek","Záhoří ","vodovod","Ladislav Pípal",null,"KUCBAWZ0DSR4"]
["2004-02-11","2004-03-29","2004-04-17",null,null,"6642/2004","Obec Záhoří ","Obec Záhoří ","3108-789992-00250244-2/1","ÚV Záhoří",null,"změna 7499/2022","Písek","Záhoří ","vodovod","Ladislav Pípal",null,"KUCBAWZ0DSR4"]
["2004-02-11","2004-03-29","2004-04-17",null,null,"6642/2004","Obec Záhoří ","Obec Záhoří ","3108-789992-00250244-3/1","KS Horní a Dolní Záhoří",null,"změna 7499/2022","Písek","Záhoří ","kanalizace","Ladislav Pípal",null,"KUCBAWZ0DSR4"]
["2004-02-11","2004-03-29","2004-04-17",null,null,"6642/2004","Obec Záhoří ","Obec Záhoří ","3108-656640-00250244-3/1","KS Jamný",null,"změna 7499/2022","Písek","Záhoří ","kanalizace","Ladislav Pípal",null,"KUCBAWZ0DSR4"]
["2022-01-13","2022-02-07","2022-02-25",null,null,"7499/2022","Obec Záhoří ","Obec Záhoří ","3108-789992-00250244-4/1","ČOV Záhoří",null,null,"Písek","Záhoří ","kanalizace","Ladislav Pípal"]
["2004-02-11","2004-03-29","2004-04-17",null,null,"6642/2004","Obec Záhoří ","Výrobní a obchodní družstvo Dolní Záhoří","3108-656640-60837501-1/1","PŘ ČS - RVS Jamný",null,null,"Písek","Záhoří ","vodovod","Ladislav Pípal","podzemní","KUCBAWZ0DSR4"]
["2004-02-11","2004-03-29","2004-04-17",null,null,"6642/2004","Obec Záhoří","Výrobní a obchodní družstvo Dolní Záhoří","3108-656640-60837501-1/2","RVS Jamný",null,null,"Písek","Záhoří ","vodovod","Ladislav Pípal",null,"KUCBAWZ0DSR4"]
["2004-02-11","2004-03-29","2004-04-17",null,null,"6642/2004","Obec Záhoří ","Výrobní a obchodní družstvo Dolní Záhoří","3108-656640-60837501-2/1","ČS Jamný",null,null,"Písek","Záhoří ","vodovod","Ladislav Pípal",null,"KUCBAWZ0DSR4"]
["2004-02-12","2004-02-18","2004-03-12",null,null,"6643/2004","Obec Podolí I","Obec Podolí I","3108-724360-00250007-1/1","PŘ vrty - VDJ 100 m3",null,"změna 137938/2017","Písek","Podolí I","vodovod","Petr Beran","podzemní","KUCBAWZ0DSR4"]
["2004-02-12","2004-02-18","2004-03-12",null,null,"6643/2004","Obec Podolí I","Obec Podolí I","3108-724360-00250007-1/2","RVS Podolí I",null,"změna 137938/2017","Písek","Podolí I","vodovod","Petr Beran",null,"KUCBAWZ0DSR4"]
["2004-02-12","2004-02-18","2004-03-12",null,null,"6643/2004","Obec Podolí I","Obec Podolí I","3108-724360-00250007-2/1","Vrty P1, P2",null,"změna 137938/2017","Písek","Podolí I","vodovod","Petr Beran",null,"KUCBAWZ0DSR4"]
["2004-02-12","2004-02-18","2004-03-12",null,null,"6643/2004","Obec Podolí I","Obec Podolí I","3108-724360-00250007-3/1","KS Podolí I",null,"změna 137938/2017","Písek","Podolí I","kanalizace","Petr Beran",null,"KUCBAWZ0DSR4"]
["2004-02-19","2004-02-19","2004-03-16",null,null,"6735/2004","Obec Chrbonín","Obec Chrbonín","3112-654124-00512656-2/1","studny S1/5m, S2/4m, V1/4m - Chrbonín",null,"změna 23841/2023","Tábor","Chrbonín","vodovod","Ing. Pavel Pána","podzemní","KUCBAWZ0DSR4"]
["2004-02-19","2004-02-19","2004-03-16",null,null,"6735/2004","Obec Chrbonín","Obec Chrbonín","3112-654124-00512656-1/1","PŘ S1, S2 - VDJ Chrbonín ( včetně VDJ)",null,"změna 23841/2023","Tábor","Chrbonín","vodovod","Ing. Pavel Pána",null,"KUCBAWZ0DSR4"]
["2004-02-19","2004-02-19","2004-03-16",null,null,"6735/2004","Obec Chrbonín","Obec Chrbonín","3112-654124-00512656-1/2","PŘ VDJ Chrbonín - RVS Chrbonín",null,"změna 23841/2023","Tábor","Chrbonín","vodovod","Ing. Pavel Pána",null,"KUCBAWZ0DSR4"]
["2004-02-19","2004-02-19","2004-03-16",null,null,"6735/2004","Obec Chrbonín","Obec Chrbonín","3112-654124-00512656-1/3","RVS Chrbonín ( včetně ČS)",null,"změna 23841/2023","Tábor","Chrbonín","vodovod","Ing. Pavel Pána",null,"KUCBAWZ0DSR4"]
["2004-02-19","2004-02-19","2004-03-16",null,null,"6735/2004","Obec Chrbonín","Obec Chrbonín","3112-654124-00512656-3/1","SS Chrbonín ( včetně 2 ks stabilizačních nádrží)",null,"změna 23841/2023","Tábor","Chrbonín","kanalizace","Ing. Pavel Pána",null,"KUCBAWZ0DSR4"]
["2004-02-20","2004-03-18","2004-04-07",null,null,"7381/2004","Obec Březina","Obec Březina","3105-614050-00476421-3/1","KS Březina",null,null,"Jindřichův Hradec","Březina","kanalizace","Michal Josef",null,"KUCBAWZ0DSR4"]
["2004-02-20","2004-03-18","2004-04-07",null,null,"7381/2004","Obec Březina","Obec Březina","3105-614050-00476421-2/1","ÚV Březina",null,null,"Jindřichův Hradec","Březina","vodovod","Michal Josef","podzemní","KUCBAWZ0DSR4"]
["2004-02-20","2004-03-18","2004-04-07",null,null,"7381/2004","Obec Březina","Obec Březina","3105-614050-00476421-1/1","PŘ Březina",null,null,"Jindřichův Hradec","Březina","vodovod","Michal Josef",null,"KUCBAWZ0DSR4"]
["2004-02-20","2004-03-18","2004-04-07",null,null,"7381/2004","Obec Březina","Obec Březina","3105-614050-00476421-1/2","RVS Březina",null,null,"Jindřichův Hradec","Březina","vodovod","Michal Josef",null,"KUCBAWZ0DSR4"]
["2004-02-20","2004-03-19","2004-04-09",null,null,"7379/2004","Obec Ostrovec","Obec Ostrovec","3108-716146-00249963-3/1","KS - Horní Ostrovec",null,"změna 61470/2016","Písek","Ostrovec","kanalizace","Dušan Ország",null,"KUCBAWZ0DSR4"]
["2004-02-20","2004-03-19","2004-04-09",null,null,"7379/2004","Obec Ostrovec","Obec Ostrovec","3108-716138-00249963-3/1","KS - Dolní Ostrovec",null,"změna 61470/2016","Písek","Ostrovec","kanalizace","Dušan Ország",null,"KUCBAWZ0DSR4"]
["2004-02-20","2004-03-01","2004-03-20",null,null,"6913/2004","VaK JČ a.s.","Obec Nedabyle, Nová Ves, Borovice, Doubravice, Heřmaň","3102-702064-00245224-1/1","PŘ od Nedabyle po Doubravici",null,"Zrušeno rozhodnutím 6021/2009",null,null,null,null,null,"KUCBAWZ0DSR4"]
["2004-02-20","2004-03-01","2004-03-20",null,null,"6913/2004","VaK JČ a.s.","Obec Nedabyle, Nová Ves, Borovice, Doubravice, Heřmaň","3102-638447-00245224-1/1","PŘ Hůrka - N. Ves- Heřmaň",null,"Změna rozhodnutí 6021/2009, zrušeno 104115/2024",null,null,null,null,null,"KUCBAWZ0DSR4"]
["2004-02-20","2004-03-01","2004-03-20",null,null,"6913/2004","VaK JČ a.s.","Obec Nedabyle, Nová Ves, Borovice, Doubravice, Heřmaň","3102-702102-00245224-1/2","PŘ z VDJ Hůrka-Nedabyle",null,"Změna rozhodnutí 6021/2009, zrušeno 104115/2024",null,null,null,null,null,"KUCBAWZ0DSR4"]
["2004-02-20","2004-03-01","2004-03-20",null,null,"6913/2004","VaK JČ a.s.","Obec Nedabyle, Nová Ves, Borovice, Doubravice, Heřmaň","3102-702111-00245224-1/1","Výtlačný řad VDJ St. Hodějovice - VDJ Hůrka",null,"Změna rozhodnutí 6021/2009, zrušeno 104115/2024",null,null,null,null,null,"KUCBAWZ0DSR4"]
["2024-08-29","2024-09-23","2024-10-18",null,null,"104115/2024","ČEVAK a.s.","Obec Nedabyle, Nová Ves, Borovice, Doubravice, Heřmaň","3102-702102-00245224-1/1","Nedabyle - přív.řad: Hůrka - Nová Ves - Heřmaň"]
["2024-08-29","2024-09-23","2024-10-18",null,null,"104115/2024","ČEVAK a.s.","Obec Nedabyle, Nová Ves, Borovice, Doubravice, Heřmaň","3102-702064-00245224-1/2","Nedabyle - přív.řad: VDJ Hůrka - Nedabyle"]
["2024-08-29","2024-09-23","2024-10-18",null,null,"104115/2024","ČEVAK a.s.","Obec Nedabyle, Nová Ves, Borovice, Doubravice, Heřmaň","3102-702111-00245224-1/1","Nedabyle - přív.řad: VDJ Staré Hodějovice - VDJ Hůrka"]
["2004-02-20","2004-03-01","2004-03-20",null,null,"6913/2004","VaK JČ a.s.","Obec Kamenný Újezd","3102-662925-00245062-1/5","Přívodní řad-z Oc 400-VDJ K.Újezd – obec",null,"zrušeno rozhodnutím 42191/2014",null,null,null,null,null,"KUCBAWZ0DSR4"]
["2004-02-20","2004-03-01","2004-03-20",null,null,"6913/2004","VaK JČ a.s.","Obec Kamenný Újezd","3102-662925-00245062-1/4","Rozvodný vodovodní řad Kamenný Újezd",null,"zrušeno rozhodnutím 42191/2014",null,null,null,null,null,"KUCBAWZ0DSR4"]
["2004-02-20","2004-03-01","2004-03-20",null,null,"6913/2004","VaK JČ a.s.","Obec Kamenný Újezd","3102-662925-00245062-1/3","Přiváděcí řad-RŠ K.Újezd-Kosov",null,"změna rozohdnutím 42191/2014, zrušeno 62178/2021",null,null,null,null,null,"KUCBAWZ0DSR4"]
["2004-02-20","2004-03-01","2004-03-20",null,null,"6913/2004","VaK JČ a.s.","Obec Kamenný Újezd","3102-711381-00245062-1/1","Rozvodný vodovodní řad Kosov",null,"zrušeno rozhodnutím 42191/2014",null,null,null,null,null,"KUCBAWZ0DSR4"]
["2004-02-20","2004-03-01","2004-03-20",null,null,"6913/2004","VaK JČ a.s.","Obec Kamenný Újezd","3102-662925-00245062-1/1","Rozvodný vodovodní řad Bukovec",null,"změna rozohdnutím 42191/2014,zrušeno 62178/2021",null,null,null,null,null,"KUCBAWZ0DSR4"]
["2004-02-20","2004-03-01","2004-03-20",null,null,"6913/2004","VaK JČ a.s.","Obec Kamenný Újezd","3102-662925-00245062-1/2","Rozvodný vodovodní řad Plavnice",null,"změna rozohdnutím 42191/2014,zrušeno 62178/2021",null,null,null,null,null,"KUCBAWZ0DSR4"]
["2004-02-20","2004-03-01","2004-03-20",null,null,"6913/2004","VaK JČ a.s.","Obec Kamenný Újezd","3102-662925-00245062-3/2","Stoková síť Kamenný Újezd",null,"změna rozohdnutím 42191/2014,zrušeno 62178/2021",null,null,null,null,null,"KUCBAWZ0DSR4"]
["2014-06-27","2014-07-28","2014-08-14",null,null,"42191/2014","ČEVAK a.s.","Obec Kamenný Újezd","3102-662925-00245062-3/1","Stoková síť Kamenný Újezd - Doly",null,"zrušeno 62178/2021",null,null,null,null,null,"KUCBAWZ0DSR4"]
["2014-06-27","2014-07-28","2014-08-14",null,null,"42191/2014","ČEVAK a.s.","Obec Kamenný Újezd","3102-662925-00245062-4/1","ČOV Kamenný Újezd - Doly",null,"zrušeno 62178/2021",null,null,null,null,null,"KUCBAWZ0DSR4"]
["2021-05-31","2021-06-29","2021-07-16",null,null,"62178/2021","ČEVAK a.s.","Obec Kamenný Újezd","3102-662925-00245062-1/2","Kamenný Újezd přívodní řad PM VSJČ - VDJ K. Újezd",null,"změna 89234/2022"]
["2021-05-31","2021-06-29","2021-07-16",null,null,"62178/2021","ČEVAK a.s.","Obec Kamenný Újezd","3102-662925-00245062-1/3","Kamenný Újezd, Kosov, Plavnice - vodovodní síť",null,"změna 89234/2022"]
["2021-05-31","2021-06-29","2021-07-16",null,null,"62178/2021","ČEVAK a.s.","Obec Kamenný Újezd","3102-673111-00245062-1/1","Kamenný Újezd - Krasejovka - vodovodní síť",null,"změna 89234/2022"]
["2021-05-31","2021-06-29","2021-07-16",null,null,"62178/2021","ČEVAK a.s.","Obec Kamenný Újezd","3102-662925-00245062-1/1","Kamenný Újezd - Bukovec - vodovodní síť",null,"změna 89234/2022"]
["2021-05-31","2021-06-29","2021-07-16",null,null,"62178/2021","ČEVAK a.s.","Obec Kamenný Újezd","3102-662925-00245062-3/1","Kamenný Újezd - Doly - stoková síť",null,"změna 89234/2022"]
["2021-05-31","2021-06-29","2021-07-16",null,null,"62178/2021","ČEVAK a.s.","Obec Kamenný Újezd","3102-662925-00245062-3/2","Kamenný Újezd, Plavnice - stoková síť",null,"změna 89234/2022"]
["2021-05-31","2021-06-29","2021-07-16",null,null,"62178/2021","ČEVAK a.s.","Obec Kamenný Újezd","3102-673111-00245062-3/1","Kamenný Újezd - Krasejovka - stoková síť",null,"změna 89234/2022"]
["2021-05-31","2021-06-29","2021-07-16",null,null,"62178/2021","ČEVAK a.s.","Obec Kamenný Újezd","3102-662925-00245062-4/1","Kamenný Újezd - Doly - ČOV",null,"změna 89234/2022"]
["2021-05-31","2021-06-29","2021-07-16",null,null,"62178/2021","ČEVAK a.s.","Obec Kamenný Újezd","3102-662925-00245062-4/2","Kamenný Újezd - ČOV",null,"změna 89234/2022"]
["2021-05-31","2021-06-29","2021-07-16",null,null,"62178/2021","ČEVAK a.s.","Obec Kamenný Újezd","3102-673111-00245062-4/1","Kamenný Újezd - Krasejovka - ČOV",null,"změna 89234/2022"]
["2022-07-15","2022-08-02","2022-08-18",null,null,"89234/2022","ČEVAK a.s.","Obec Kamenný Újezd","3102-673111-00245062-1/2","Kamenný Újezd -Milíkovice - vodovodní síť"]
["2004-02-20","2004-03-01","2004-03-20",null,null,"6915/2004","VaK JČ a.s.","Město Sezimovo Ústí","3112-747688-00252859-1/1","RVS Sezimovo Ústí",null,"Zrušeno rozhodnutím 13181/2004",null,null,null,null,null,"KUCBAWZ0DSSZ"]
["2004-02-20","2004-03-01","2004-03-20",null,null,"6915/2004","VaK JČ a.s.","Město Sezimovo Ústí","3112-747688-00252859-3/1","SS Sezimovo Ústí",null,"Zrušeno rozhodnutím 13181/2004",null,null,null,null,null,"KUCBAWZ0DSSZ"]
["2004-02-20","2004-03-01","2004-03-20",null,null,"6915/2004","VaK JČ a.s.","Obec Sudoměřice u Bechyně","3112-758876-00252964-1/1","RVS Sudoměřice u Bechyně",null,"zrušeno rozhodnutím 19996/2009",null,null,null,null,null,"KUCBAWZ0DSSZ"]
["2004-02-20","2004-03-01","2004-03-20",null,null,"6915/2004","VaK JČ a.s.","Obec Sudoměřice u Bechyně","3112-758833-00252964-1/1","PŘ   DN 150 - ZD Bežerovice",null,"zrušeno rozhodnutím 19996/2009",null,null,null,null,null,"KUCBAWZ0DSSZ"]
["2004-02-20","2004-03-01","2004-03-20",null,null,"6915/2004","VaK JČ a.s.","Obec Sudoměřice u Bechyně","3112-758833-00252964-1/2","PŘ     TH DN 100 - obec Bežerovice",null,"zrušeno rozhodnutím 19996/2009",null,null,null,null,null,"KUCBAWZ0DSSZ"]
["2004-02-20","2004-03-01","2004-03-20",null,null,"6915/2004","VaK JČ a.s.","Obec Sudoměřice u Bechyně","3112-758833-00252964-1/3","RVS Bežerovice",null,"zrušeno rozhodnutím 19996/2009",null,null,null,null,null,"KUCBAWZ0DSSZ"]
["2004-02-20","2004-03-01","2004-03-20",null,null,"6915/2004","VaK JČ a.s.","Obec Sudoměřice u Bechyně","3112-758825-00252964-2/1","studna č. 1 (10m)- Bechyňská Smoleč",null,"zrušeno rozhodnutím 18389/2007 ",null,null,null,null,null,"KUCBAWZ0DSSZ"]
["2004-02-20","2004-03-01","2004-03-20",null,null,"6915/2004","VaK JČ a.s.","Obec Sudoměřice u Bechyně","3112-758825-00252964-2/2","studna č.2 (9,5m) - Bechyňská Smoleč",null,"zrušeno rozhodnutím 18389/2007",null,null,null,null,null,"KUCBAWZ0DSSZ"]
["2004-02-20","2004-03-01","2004-03-20",null,null,"6915/2004","VaK JČ a.s.","Obec Sudoměřice u Bechyně","3112-758825-00252964-2/3","jímací zářezy Bechyňská Smoleč (4 ks - dl.110,9m)",null,"zrušeno rozhodnutím 18389/2007",null,null,null,null,null,"KUCBAWZ0DSSZ"]
["2004-02-20","2004-03-01","2004-03-20",null,null,"6915/2004","VaK JČ a.s.","Obec Sudoměřice u Bechyně","3112-758825-00252964-1/1","PŘ Bech. Smoleč 1 (Š5 - propoj šachta)",null,"zrušeno rozhodnutím 18389/2007",null,null,null,null,null,"KUCBAWZ0DSSZ"]
["2004-02-20","2004-03-01","2004-03-20",null,null,"6915/2004","VaK JČ a.s.","Obec Sudoměřice u Bechyně","3112-758825-00252964-1/2","PŘ Bech. Smoleč 2 (S1 - propoj. šachta)",null,"zrušeno rozhodnutím 19996/2009",null,null,null,null,null,"KUCBAWZ0DSSZ"]
["2004-02-20","2004-03-01","2004-03-20",null,null,"6915/2004","VaK JČ a.s.","Obec Sudoměřice u Bechyně","3112-758825-00252964-1/3","PŘ Bech. Smoleč 3(propoj. šachta - VDJ,včetně VDJ)",null,"zrušeno rozhodnutím 18389/2007",null,null,null,null,null,"KUCBAWZ0DSSZ"]
["2004-02-20","2004-03-01","2004-03-20",null,null,"6915/2004","VaK JČ a.s.","Obec Sudoměřice u Bechyně","3112-758825-00252964-1/4","PŘ Bech. Smoleč 4 (VDJ - RVS)",null,"zrušeno rozhodnutím 19996/2009",null,null,null,null,null,"KUCBAWZ0DSSZ"]
["2004-02-20","2004-03-01","2004-03-20",null,null,"6915/2004","VaK JČ a.s.","Obec Sudoměřice u Bechyně","3112-758825-00252964-1/5","RVS Bechyňská Smoleč",null,"zrušeno rozhodnutím 18389/2007",null,null,null,null,null,"KUCBAWZ0DSSZ"]
["2007-06-04","2007-07-02","2007-07-19",null,null,"18389/2007","VaK JČ a.s.","Obec Sudoměřice u Bechyně","3112-758825-00252964-2/1","Zdroje - Bechyňská Smoleč",null,"zrušeno rozhodnutím 19996/2009",null,null,null,null,null,"KUCBAWZ0DSSZ"]
["2007-06-04","2007-07-02","2007-07-19",null,null,"18389/2007","VaK JČ a.s.","Obec Sudoměřice u Bechyně","3112-758825-00252964-1/1","RVS Bechyňská Smoleč",null,"zrušeno rozhodnutím 19996/2009",null,null,null,null,null,"KUCBAWZ0DSSZ"]
["2004-02-20","2004-03-01","2004-03-20",null,null,"6915/2004","VaK JČ a.s.","Město Tábor","3112-764701-00253014-3/1","SS Tábor",null,"Zrušeno rozhodnutím 13181/2004",null,null,null,null,null,"KUCBAWZ0DSSZ"]
["2004-02-20","2004-03-01","2004-03-20",null,null,"6915/2004","VaK JČ a.s.","Město Tábor","3112-642096-00253014-3/1","SS Tábor/Větrovy (včetně septiku a stabil. nádrže)",null,"Zrušeno rozhodnutím 13181/2004",null,null,null,null,null,"KUCBAWZ0DSSZ"]
["2004-02-20","2004-03-01","2004-03-20",null,null,"6915/2004","VaK JČ a.s.","Město Tábor","3112-693456-00253014-3/1","SS Tábor/Záluží",null,"Zrušeno rozhodnutím 13181/2004",null,null,null,null,null,"KUCBAWZ0DSSZ"]
["2004-02-20","2004-03-01","2004-03-20",null,null,"6915/2004","VaK JČ a.s.","Město Tábor","3112-639231-00253014-3/1","PS   SS Tábor/Záluží - ČOV Tábor/Záluží",null,"Zrušeno rozhodnutím 13181/2004",null,null,null,null,null,"KUCBAWZ0DSSZ"]
["2004-02-20","2004-03-01","2004-03-20",null,null,"6915/2004","VaK JČ a.s.","Město Tábor","3112-639231-00253014-4/1","ČOV Tábor/Záluží",null,"Zrušeno rozhodnutím 13181/2004",null,null,null,null,null,"KUCBAWZ0DSSZ"]
["2004-02-20","2004-03-01","2004-03-20",null,null,"6915/2004","VaK JČ a.s.","Město Tábor","3112-764701-00253014-1/1","RVS Tábor (včetně 3ks VDJ a ČS)",null,"Zrušeno rozhodnutím 13181/2004",null,null,null,null,null,"KUCBAWZ0DSSZ"]
["2004-02-20","2004-03-01","2004-03-20",null,null,"6915/2004","VaK JČ a.s.","Město Tábor, Planá nad Lužnicí, Sezimovo Ústí","3112-764701-00253014-3/2","SS páteřní        Planá n/L-S.Ústí-Tábor",null,"Zrušeno rozhodnutím 13181/2004",null,null,null,null,null,"KUCBAWZ0DSSZ"]
["2004-02-20","2004-03-01","2004-03-20",null,null,"6915/2004","VaK JČ a.s.","Město Tábor, Planá nad Lužnicí, Sezimovo Ústí","3112-619418-00253014-4/1","AČOV Tábor",null,"Zrušeno rozhodnutím 13181/2004",null,null,null,null,null,"KUCBAWZ0DSSZ"]
["2004-02-20","2004-03-01","2004-03-20",null,null,"6915/2004","VaK JČ a.s.","Město Tábor, Planá nad Lužnicí, Sezimovo Ústí","3112-666513-00253014-4/1","ČOV Tábor/Klokoty",null,"Zrušeno rozhodnutím 13181/2004",null,null,null,null,null,"KUCBAWZ0DSSZ"]
["2004-02-20","2004-03-01","2004-03-20",null,null,"6915/2004","VaK JČ a.s.","Obec Březnice","3112-614386-00252131-1/1","PŘ VŠ Hodětín – VŠ Březnice",null,null,null,null,null,null,null,"KUCBAWZ0DSSZ"]
["2004-02-20","2004-03-01","2004-03-20",null,null,"6915/2004","VaK JČ a.s.","Obec Březnice","3112-614386-00252131-1/2","RVS Březnice",null,"zrušeno rozhodnutím 19831/2009",null,null,null,null,null,"KUCBAWZ0DSSZ"]
["2004-02-20","2004-03-01","2004-03-20",null,null,"6915/2004","VaK JČ a.s.","Město Bechyně","3112-650358-00252069-2/1","Vrt HJ 1 (35 m) Hvožďany",null,"zrušeno rozhodnutím 19831/2009",null,null,null,null,null,"KUCBAWZ0DSSZ"]
["2004-02-20","2004-03-01","2004-03-20",null,null,"6915/2004","VaK JČ a.s.","Město Bechyně","3112-650358-00252069-2/2","zářezy Hvožďany (3 ks-dl.183 m)",null,"zrušeno rozhodnutím 19831/2009",null,null,null,null,null,"KUCBAWZ0DSSZ"]
["2004-02-20","2004-03-01","2004-03-20",null,null,"6915/2004","VaK JČ a.s.","Město Bechyně","3112-650358-00252069-1/1","PŘ  vrt HJ 1 - VDJ Hvožďany (včetně VDJ)",null,"zrušeno rozhodnutím 19831/2009",null,null,null,null,null,"KUCBAWZ0DSSZ"]
["2004-02-20","2004-03-01","2004-03-20",null,null,"6915/2004","VaK JČ a.s.","Město Bechyně","3112-650358-00252069-1/2","RVS Bechyně/Hvožďany",null,"zrušeno rozhodnutím 19831/2009",null,null,null,null,null,"KUCBAWZ0DSSZ"]
["2004-02-20","2004-03-01","2004-03-20",null,null,"6915/2004","VaK JČ a.s.","Město Bechyně","3112-601560-00252069-1/1","RVS Bechyně/Senožaty",null,"zrušeno rozhodnutím 19831/2009",null,null,null,null,null,"KUCBAWZ0DSSZ"]
["2004-02-20","2004-03-01","2004-03-20",null,null,"6915/2004","VaK JČ a.s.","Město Bechyně","3112-601543-00252069-1/1","RVS Bechyně",null,"zrušeno rozhodnutím 19831/2009",null,null,null,null,null,"KUCBAWZ0DSSZ"]
["2004-02-20","2004-03-01","2004-03-20",null,null,"6915/2004","VaK JČ a.s.","Město Bechyně, obec Sudoměřice u Bechyně, obec Březnice, obec Černýšovice, obec Haškovcova Lhota, obec Hodětín","3112-605174-00252069-2/1","vrty B4, B4a - 37m, 43m - Nová Ves (VSB)",null,"zrušeno rozhodnutím 92/2009",null,null,null,null,null,"KUCBAWZ0DSSZ"]
["2004-02-20","2004-03-01","2004-03-20",null,null,"6915/2004","VaK JČ a.s.","Město Bechyně, obec Sudoměřice u Bechyně, obec Březnice, obec Černýšovice, obec Haškovcova Lhota, obec Hodětín","3112-605174-00252069-2/2","ÚV Nová Ves (VSB)",null,"zrušeno rozhodnutím 92/2009",null,null,null,null,null,"KUCBAWZ0DSSZ"]
["2004-02-20","2004-03-01","2004-03-20",null,null,"6915/2004","VaK JČ a.s.","Město Bechyně, obec Sudoměřice u Bechyně, obec Březnice, obec Černýšovice, obec Haškovcova Lhota, obec Hodětín","3112-758876-00252069-2/1","Studny Sudoměřice(S1/10,9m;S2/10,52m)-VSB",null,"zrušeno rozhodnutím 19714/2009",null,null,null,null,null,"KUCBAWZ0DSSZ"]
["2004-02-20","2004-03-01","2004-03-20",null,null,"6915/2004","VaK JČ a.s.","Město Bechyně, obec Sudoměřice u Bechyně, obec Březnice, obec Černýšovice, obec Haškovcova Lhota, obec Hodětín","3112-640263-00252069-1/1","PŘ ÚV Nová Ves - VDJ Hodětín (včetně VDJ)-VSB",null,"zrušeno rozhodnutím 19714/2009",null,null,null,null,null,"KUCBAWZ0DSSZ"]
["2004-02-20","2004-03-01","2004-03-20",null,null,"6915/2004","VaK JČ a.s.","Město Bechyně, obec Sudoměřice u Bechyně, obec Březnice, obec Černýšovice, obec Haškovcova Lhota, obec Hodětín","3112-601543-00252069-1/2","PŘ   VDJ Hodětín  -  Bechyně (VSB 1)",null,"zrušeno rozhodnutím 19714/2009",null,null,null,null,null,"KUCBAWZ0DSSZ"]
["2004-02-20","2004-03-01","2004-03-20",null,null,"6915/2004","VaK JČ a.s.","Město Bechyně, obec Sudoměřice u Bechyně, obec Březnice, obec Černýšovice, obec Haškovcova Lhota, obec Hodětín","3112-758876-00252069-1/2","PŘ  DN 250 - Sudoměřice (VSB)",null,"zrušeno rozhodnutím 19714/2009",null,null,null,null,null,"KUCBAWZ0DSSZ"]
["2004-02-20","2004-03-01","2004-03-20",null,null,"6915/2004","VaK JČ a.s.","Město Bechyně, obec Sudoměřice u Bechyně, obec Březnice, obec Černýšovice, obec Haškovcova Lhota, obec Hodětín","3112-758876-00252069-1/1","PŘ DN 250 - VDJ Sudoměřice (havarijní) - VSB",null,"zrušeno rozhodnutím 19714/2009",null,null,null,null,null,"KUCBAWZ0DSSZ"]
["2004-02-20","2004-03-01","2004-03-20",null,null,"6915/2004","VaK JČ a.s.","Město Bechyně, obec Sudoměřice u Bechyně, obec Březnice, obec Černýšovice, obec Haškovcova Lhota, obec Hodětín","3112-601543-00252069-1/3","PŘ  \"B\"  VDJ Sudoměřice - Bechyně (VSB)",null,"zrušeno rozhodnutím 19714/2009",null,null,null,null,null,"KUCBAWZ0DSSZ"]
["2004-02-20","2004-03-01","2004-03-20",null,null,"6915/2004","VaK JČ a.s.","Město Bechyně, obec Sudoměřice u Bechyně, obec Březnice, obec Černýšovice, obec Haškovcova Lhota, obec Hodětín","3112-758833-00252069-1/1","PŘ  ČS Sudoměřice - DN 250 (včetně ČS) - VSB",null,"zrušeno rozhodnutím 19714/2009",null,null,null,null,null,"KUCBAWZ0DSSZ"]
["2004-02-20","2004-03-01","2004-03-20",null,null,"6915/2004","VaK JČ a.s.","Město Bechyně, obec Sudoměřice u Bechyně, obec Březnice, obec Černýšovice, obec Haškovcova Lhota, obec Hodětín","3112-758876-00252069-1/3","PŘ S1 - ČS Sudoměřice (VSB)",null,"zrušeno rozhodnutím 19714/2009",null,null,null,null,null,"KUCBAWZ0DSSZ"]
["2004-02-20","2004-03-01","2004-03-20",null,null,"6915/2004","VaK JČ a.s.","Město Bechyně, obec Sudoměřice u Bechyně, obec Březnice, obec Černýšovice, obec Haškovcova Lhota, obec Hodětín","3112-758833-00252069-1/2","PŘ  VDJ Šibeniční vrch - Hutě (včetně VDJ)-VSB",null,"zrušeno rozhodnutím 19714/2009",null,null,null,null,null,"KUCBAWZ0DSSZ"]
["2004-02-20","2004-03-01","2004-03-20",null,null,"6915/2004","VaK JČ a.s.","Město Bechyně, obec Sudoměřice u Bechyně, obec Březnice, obec Černýšovice, obec Haškovcova Lhota, obec Hodětín","3112-747564-00252069-1/1","PŘ VDJ Šibeniční vrch - Senožaty (VSB)",null,"zrušeno rozhodnutím 19714/2009",null,null,null,null,null,"KUCBAWZ0DSSZ"]
["2008-12-18","2009-01-20","2009-02-10",null,null,"92/2009","VaK JČ a.s.","Město Bechyně, obec Sudoměřice u Bechyně, obec Březnice, obec Černýšovice, obec Haškovcova Lhota, obec Hodětín","3112-605174-00252069-2/1","ÚV Nová Ves včetně vrtů B4, B4a (VSB)",null,"zrušeno rozhodnutím 19714/2009",null,null,null,null,null,"KUCBAWZ0DSSZ"]
["2004-02-20","2004-03-01","2004-03-20",null,null,"6915/2004","VaK JČ a.s.","Obec Hodětín","3112-640263-00512630-1/1","RVS Hodětín",null,"zrušeno rozhodnutím 19831/2009",null,null,null,null,null,"KUCBAWZ0DSSZ"]
["2004-02-20","2004-03-01","2004-03-20",null,null,"6915/2004","VaK JČ a.s.","Obec Hodětín","3112-605174-00512630-1/1","PŘ  ÚV Nová Ves - Hodětín/Nová Ves",null,"zrušeno rozhodnutím 19831/2009",null,null,null,null,null,"KUCBAWZ0DSSZ"]
["2004-02-20","2004-03-01","2004-03-20",null,null,"6915/2004","VaK JČ a.s.","Obec Hodětín","3112-605174-00512630-1/2","RVS Hodětín/Nová Ves",null,"zrušeno rozhodnutím 19831/2009",null,null,null,null,null,"KUCBAWZ0DSSZ"]
["2004-02-20","2004-03-01","2004-03-20",null,null,"6915/2004","VaK JČ a.s.","Obec Černýšovice","3112-758841-00512559-1/1","PŘ     TH DN 100 - obec Černýšovice",null,"zrušeno rozhodnutím 19831/2009",null,null,null,null,null,"KUCBAWZ0DSSZ"]
["2004-02-20","2004-03-01","2004-03-20",null,null,"6915/2004","VaK JČ a.s.","Obec Černýšovice","3112-758841-00512559-1/2","RVS Černýšovice (včetně ČS, VDJ)",null,"zrušeno rozhodnutím 19831/2009",null,null,null,null,null,"KUCBAWZ0DSSZ"]
["2004-02-20","2004-03-01","2004-03-20",null,null,"6915/2004","VaK JČ a.s.","Obec Černýšovice","3112-758841-00512559-1/3","PŘ  TH DN 100  - Černýšovice/Hutě",null,"zrušeno rozhodnutím 19831/2009",null,null,null,null,null,"KUCBAWZ0DSSZ"]
["2004-02-20","2004-03-01","2004-03-20",null,null,"6915/2004","VaK JČ a.s.","Obec Černýšovice","3112-758841-00512559-1/4","RVS Čenýšovice/Hutě",null,"zrušeno rozhodnutím 19831/2009",null,null,null,null,null,"KUCBAWZ0DSSZ"]
["2004-02-20","2004-03-01","2004-03-20",null,null,"6915/2004","VaK JČ a.s.","Obec Haškovcova Lhota","3112-739588-00512613-1/1","PŘ  VŠ u Senožat - obec Haškovcova Lhota",null,"zrušeno rozhodnutím 19831/2009",null,null,null,null,null,"KUCBAWZ0DSSZ"]
["2004-02-20","2004-03-01","2004-03-20",null,null,"6915/2004","VaK JČ a.s.","Obec Haškovcova Lhota","3112-739588-00512613-1/2","RVS Haškovcova Lhota",null,"zrušeno rozhodnutím 19831/2009",null,null,null,null,null,"KUCBAWZ0DSSZ"]
["2004-02-20","2004-03-01","2004-03-20",null,null,"6915/2004","VaK JČ a.s.","Město Planá nad lužnicí","3112-721336-00252654-1/1","PŘ 1    V-S-T-M -  RVS Planá n/L",null,"Zrušeno rozhodnutím 13181/2004",null,null,null,null,null,"KUCBAWZ0DSSZ"]
["2004-02-20","2004-03-01","2004-03-20",null,null,"6915/2004","VaK JČ a.s.","Město Planá nad lužnicí","3112-721336-00252654-1/2","PŘ 2  V-S-T-M  -  RVS Planá n/L",null,"Zrušeno rozhodnutím 13181/2004",null,null,null,null,null,"KUCBAWZ0DSSZ"]
["2004-02-20","2004-03-01","2004-03-20",null,null,"6915/2004","VaK JČ a.s.","Město Planá nad lužnicí","3112-721336-00252654-1/3","RVS Planá nad Lužnicí",null,"Zrušeno rozhodnutím 13181/2004",null,null,null,null,null,"KUCBAWZ0DSSZ"]
["2004-02-20","2004-03-01","2004-03-20",null,null,"6915/2004","VaK JČ a.s.","Město Planá nad lužnicí","3112-721336-00252654-3/1","SS Planá nad Lužnicí",null,"Zrušeno rozhodnutím 13181/2004",null,null,null,null,null,"KUCBAWZ0DSSZ"]
["2004-02-20","2004-03-01","2004-03-20",null,null,"6920/2004","VaK JČ a.s.","Obec Novosedly nad Nežárkou","3111-706906- 00251623-1/1","RVS  Novosedly",null,"Zrušeno rozhodnutím 9078/2008",null,null,null,null,null,"KUCBAWZ0DSTU"]
["2004-02-20","2004-03-01","2004-03-20",null,null,"6920/2004","VaK JČ a.s.","Obec Novosedly nad Nežárkou","3111-706906-00251623-2/1","ČS    Novosedly",null,"Zrušeno rozhodnutím 9078/2008",null,null,null,null,null,"KUCBAWZ0DSTU"]
["2004-02-20","2004-03-01","2004-03-20",null,null,"6920/2004","VaK JČ a.s.","Obec Štěkeň","3111-763306-00251895-1/2","RVS N.Kestřany",null,"zrušeno 36019/2020",null,null,null,null,null,"KUCBAWZ0DSTU"]
["2004-02-20","2004-03-01","2004-03-20",null,null,"6920/2004","ČEVAK a.s.","Obec Štěkeň","3111-763292-00251895-1/1","PŘ VSJČ-VDJ Štěkeň",null,"změna 36019/2020, zrušeno 106724/2024",null,"Strakonice","vodovod","Ing. Martin Kalač",null,"KUCBAWZ0DSTU"]
["2004-02-20","2004-03-01","2004-03-20",null,null,"6920/2004","ČEVAK a.s.","Obec Štěkeň","3111-763292-00251895-1/2","Štěkeň, Nové Kestřany - vodovodní síť",null,"změna 36019/2020, zrušeno 106724/2024",null,"Strakonice","vodovod","Ing. Martin Kalač",null,"KUCBAWZ0DSTU"]
["2020-07-15","2021-06-10","2021-06-30",null,null,"36019/2020","ČEVAK a.s.","Obec Štěkeň","3111-763306-00251895-1/1","Vítkov - vodovodní síť",null,"oprava  66856/2021, zrušeno 106724/2024",null,"Strakonice","vodovod","Ing. Martin Kalač",null,"KUCBX00ZN080"]
["2024-09-04","2024-10-15","2024-11-04",null,null,"106724/2024","ČEVAK a.s.","Obec Štěkeň","3111-763292-00251895-1/1"," Štěkeň, Nové Kestřany - vodovodní síť"]
["2024-09-04","2024-10-15","2024-11-04",null,null,"106724/2024","ČEVAK a.s.","Obec Štěkeň","3111-763306-00251895-1/1"," Štěkeň - Vítkov - vodovodní síť"]
["2004-02-20","2004-03-01","2004-03-20",null,null,"6920/2004","VaK JČ a.s.","Obec Mutěnice","3111-700436-46687718-1/1","RVS Mutěnice",null,"zrušeno rozhodnutím 31107/2005",null,null,null,null,null,"KUCBAWZ0DSTU"]
["2004-02-20","2004-03-01","2004-03-20",null,null,"6920/2004","VaK JČ a.s.","Obec Mutěnice","3111-700436-46687718-1/2","PŘ (ČS – VDJ Mutěnice)",null,"zrušeno rozhodnutím 31107/2005",null,null,null,null,null,"KUCBAWZ0DSTU"]
["2004-02-20","2004-03-01","2004-03-20",null,null,"6920/2004","VaK JČ a.s.","Obec Nišovice","3111-704636-00667757- 1/1","RVS Nišovice",null,"zrušeno rozhodnutím 8699/2011",null,null,null,null,null,"KUCBAWZ0DSTU"]
["2004-02-20","2004-03-01","2004-03-20",null,null,"6920/2004","VaK JČ a.s.","Obec Nišovice","3111-704636-00667757- 3/1","Stoková síť   Nišovice",null,"zrušeno rozhodnutím 8699/2011",null,null,null,null,null,"KUCBAWZ0DSTU"]
["2004-02-20","2004-03-01","2004-03-20",null,null,"6920/2004","VaK JČ a.s.","Obec Nišovice","3111-704636-00667757- 4/1","ČOV Nišovice",null,"zrušeno rozhodnutím 8699/2011",null,null,null,null,null,"KUCBAWZ0DSTU"]
["2004-02-20","2004-03-01","2004-03-20",null,null,"6920/2004","VaK JČ a.s.","Obec Radošovice","3111-738590-00251793-1/1","RVS Radošovice",null,"zrušeno rozhodnutím 31770/2005",null,null,null,null,null,"KUCBAWZ0DSTU"]
["2004-02-20","2004-03-01","2004-03-20",null,null,"6920/2004","VaK JČ a.s.","Obec Radošovice","3111-738590-00251793-1/2","PŘ (ČS Mutěnice-RVS Radošovice)",null,"zrušeno rozhodnutím 31770/2005",null,null,null,null,null,"KUCBAWZ0DSTU"]
["2004-02-20","2004-03-01","2004-03-20",null,null,"6920/2004","VaK JČ a.s.","Obec Radošovice","3111-738590-00251793-1/3","PŘ  Zdroje - RVS Kaps.Lhota",null,"zrušeno rozhodnutím 31770/2005",null,null,null,null,null,"KUCBAWZ0DSTU"]
["2004-02-20","2004-03-01","2004-03-20",null,null,"6920/2004","VaK JČ a.s.","Obec Radošovice","3111-738581-00251793-1/2","RVS Kapsova Lhota",null,"zrušeno rozhodnutím 31770/2005",null,null,null,null,null,"KUCBAWZ0DSTU"]
["2004-02-20","2004-03-01","2004-03-20",null,null,"6920/2004","VaK JČ a.s.","Obec Radošovice","3111-738581-00251793-2/1","Studny  Kaps.Lhota – 2ks",null,"zrušeno rozhodnutím 31770/2005",null,null,null,null,null,"KUCBAWZ0DSTU"]
["2004-02-20","2004-03-01","2004-03-20",null,null,"6920/2004","VaK JČ a.s.","Obec Radošovice","3111-755915-00251793-3/1","PS – SS Radošovice na ČOV Strakonice",null,"zrušeno rozhodnutím 31770/2005",null,null,null,null,null,"KUCBAWZ0DSTU"]
["2004-02-20","2004-03-01","2004-03-20",null,null,"6920/2004","VaK JČ a.s.","Obec Radošovice","3111-738590-00251793-3/1","Stok.síť Radošovice ",null,"zrušeno rozhodnutím 31770/2005",null,null,null,null,null,"KUCBAWZ0DSTU"]
["2004-02-20","2004-03-01","2004-03-20",null,null,"6920/2004","VaK JČ a.s.","Město Volyně, obec Nišovice","3111-704628-00252000-1/1","PŘ I pro ÚV Nišovice",null,"zrušeno rozhodnutím 8699/2011",null,null,null,null,null,"KUCBAWZ0DSTU"]
["2004-02-20","2004-03-01","2004-03-20",null,null,"6920/2004","VaK JČ a.s.","Město Volyně, obec Nišovice","3111-704636-00252000-1/1","PŘ II ÚV  Niš. - VDJ Nišovice",null,"zrušeno rozhodnutím 8699/2011",null,null,null,null,null,"KUCBAWZ0DSTU"]
["2004-02-20","2004-03-01","2004-03-20",null,null,"6920/2004","VaK JČ a.s.","Město Volyně, obec Nišovice","3111-704628-00252000-2/1","ÚV  Nišovice",null,"zrušeno rozhodnutím 8699/2011",null,null,null,null,null,"KUCBAWZ0DSTU"]
["2004-02-20","2004-03-01","2004-03-20",null,null,"6920/2004","VaK JČ a.s.","Obec Katovice","3111-664529-00251305-1/1","RVS Katovice",null,"zrušeno rozhodnutím 6756-3/2006",null,null,null,null,null,"KUCBAWZ0DSTU"]
["2004-02-20","2004-03-01","2004-03-20",null,null,"6920/2004","VaK JČ a.s.","Obec Katovice","3111-664529-00251305-3/1","Stoková síť Katovice",null,"zrušeno rozhodnutím 6756-3/2006",null,null,null,null,null,"KUCBAWZ0DSTU"]
["2004-02-20","2004-03-01","2004-03-20",null,null,"6920/2004","VaK JČ a.s.","Obec Katovice","3111-664529-00251305-4/1","ČOV Katovice",null,"zrušeno rozhodnutím 6756-3/2006",null,null,null,null,null,"KUCBAWZ0DSTU"]
["2004-02-20","2004-03-01","2004-03-20",null,null,"6920/2004","VaK JČ a.s.","Obec Volenice","3111-784834-00397342-1/1","PŘ II   (VO2-VO1)",null,"zrušeno 15838/2008",null,null,null,null,null,"KUCBAWZ0DSTU"]
["2004-02-20","2004-03-01","2004-03-20",null,null,"6920/2004","VaK JČ a.s.","Obec Volenice","3111-784834-00397342-1/2","PŘ III  (VO1-ČS1)",null,"zrušeno 15838/2008",null,null,null,null,null,"KUCBAWZ0DSTU"]
["2004-02-20","2004-03-01","2004-03-20",null,null,"6920/2004","VaK JČ a.s.","Obec Volenice","3111-765279-00397342-1/1","RVS Volenice",null,"zrušeno 82833/2020",null,null,null,null,null,"KUCBAWZ0DSTU"]
["2004-02-20","2004-03-01","2004-03-20",null,null,"6920/2004","VaK JČ a.s.","Obec Volenice","3111-765279-00397342-1/2","PŘ JÍMÁNÍ – VDJ Tažovice",null,"zrušeno 82833/2020",null,null,null,null,null,"KUCBAWZ0DSTU"]
["2004-02-20","2004-03-01","2004-03-20",null,null,"6920/2004","VaK JČ a.s.","Obec Volenice","3111-765279-00397342-1/3","RVS Tažovice",null,"zrušeno 82833/2020",null,null,null,null,null,"KUCBAWZ0DSTU"]
["2004-02-20","2004-03-01","2004-03-20",null,null,"6920/2004","VaK JČ a.s.","Obec Volenice","3111-784834-00397342-2/1","ČS 2  Volenice –dávkovací čerpadlo",null,"zrušeno 82833/2020",null,null,null,null,null,"KUCBAWZ0DSTU"]
["2004-02-20","2004-03-01","2004-03-20",null,null,"6920/2004","VaK JČ a.s.","Obec Volenice","3111-765279-00397342-2/1","VDJ Tažovice (20m3) –odradonování, odkyselování",null,"zrušeno 76451/2016",null,null,null,null,null,"KUCBAWZ0DSTU"]
["2004-02-20","2004-03-01","2004-03-20",null,null,"6920/2004","VaK JČ a.s.","Obec Volenice","3111-765279-00397342-2/2","Vrt Tažovice HJ 1 - doplnění",null,"zrušeno 76451/2016",null,null,null,null,null,"KUCBAWZ0DSTU"]
["2008-05-26","2008-06-16","2008-07-03",null,null,"15838/2008","VaK JČ a.s.","Obec Volenice","3111-784834-00397342-1/1","Volenice PŘ 1 VO2-VO1-ČS1",null,"zrušeno 82833/2020",null,null,null,null,null,"KUCBAWZ0DSTU"]
["2008-05-26","2008-06-16","2008-07-03",null,null,"15838/2008","VaK JČ a.s.","Obec Volenice","3111-784834-00397342-1/2","Volenice PŘ 2  S1-S2-S3-ČS1",null,"zrušeno 82833/2020",null,null,null,null,null,"KUCBAWZ0DSTU"]
["2008-05-26","2008-06-16","2008-07-03",null,null,"15838/2008","VaK JČ a.s.","Obec Volenice","3111-784834-00397342-1/3","Volenice PŘ 3 S4-ČS1",null,"zrušeno 82833/2020",null,null,null,null,null,"KUCBAWZ0DSTU"]
["2008-05-26","2008-06-16","2008-07-03",null,null,"15838/2008","VaK JČ a.s.","Obec Volenice","3111-784834-00397342-1/4","Volenice PŘ 4 VO2-VO1-ČS2",null,"zrušeno 82833/2020",null,null,null,null,null,"KUCBAWZ0DSTU"]
["2008-05-26","2008-06-16","2008-07-03",null,null,"15838/2008","VaK JČ a.s.","Obec Volenice","3111-784834-00397342-2/2","Volenice ČS1",null,"zrušeno 82833/2020",null,null,null,null,null,"KUCBAWZ0DSTU"]
["2016-06-01","2016-06-23","2016-07-12",null,null,"76451/2016","ČEVAK a.s.","Obec Volenice","3111-765279-00397342-2/1","Volenice - prameniště Tažovice",null,"změna 82833/2020",null,null,null,null,null,"KUCBAWZ0DSTU"]
["2020-07-01","2020-07-21","2020-08-07",null,null,"82833/2020","ČEVAK a.s.","Obec Volenice","3111-765279-00397342-1/1","Tažovice PŘ jímání – VDJ Tažovice"]
["2020-07-01","2020-07-21","2020-08-07",null,null,"82833/2020","ČEVAK a.s.","Obec Volenice","3111-765279-00397342-1/2","Tažovice – vodovodní síť"]
["2020-07-01","2020-07-21","2020-08-07",null,null,"82833/2020","ČEVAK a.s.","Obec Volenice","3111-784834-00397342-1/1","Volenice PŘ 1 – VO -1, VO -2 do ČS1"]
["2020-07-01","2020-07-21","2020-08-07",null,null,"82833/2020","ČEVAK a.s.","Obec Volenice","3111-784834-00397342-1/2","Volenice PŘ 2 – studny do ČSV1"]
["2020-07-01","2020-07-21","2020-08-07",null,null,"82833/2020","ČEVAK a.s.","Obec Volenice","3111-784834-00397342-1/3","Volenice PŘ 3 – Vo1, Vo2 do ČSV 2"]
["2020-07-01","2020-07-21","2020-08-07",null,null,"82833/2020","ČEVAK a.s.","Obec Volenice","3111-784834-00397342-1/4","Volenice - vodovodní síť"]
["2020-07-01","2020-07-21","2020-08-07",null,null,"82833/2020","ČEVAK a.s.","Obec Volenice","3111-784834-00397342-2/1","Volenice - prameniště 1"]
["2020-07-01","2020-07-21","2020-08-07",null,null,"82833/2020","ČEVAK a.s.","Obec Volenice","3111-784834-00397342-2/2","Volenice - prameniště 2"]
["2004-02-20","2004-03-01","2004-03-20",null,null,"6920/2004","VaK JČ a.s.","Obec Čejetice","3111-618951-00251054-1/1","RVS  Čejetice",null,"zrušeno 88 845/2019",null,null,null,null,null,"KUCBAWZ0DSTU"]
["2004-02-20","2004-03-01","2004-03-20",null,null,"6920/2004","VaK JČ a.s.","Obec Čejetice","3111-618977-00251054-1/1","RVS Sudoměř",null,"zrušeno 88 845/2019",null,null,null,null,null,"KUCBAWZ0DSTU"]
["2004-02-20","2004-03-01","2004-03-20",null,null,"6920/2004","VaK JČ a.s.","Obec Čejetice","3111-696935-00251054-1/1","PŘ  VRT Č1-VDJ Mladějovice",null,"zrušeno 88 845/2019",null,null,null,null,null,"KUCBAWZ0DSTU"]
["2004-02-20","2004-03-01","2004-03-20",null,null,"6920/2004","VaK JČ a.s.","Obec Čejetice","3111-696935-00251054-1/2","RVS Mladějovice",null,"zrušeno 88 845/2019",null,null,null,null,null,"KUCBAWZ0DSTU"]
["2004-02-20","2004-03-01","2004-03-20",null,null,"6920/2004","VaK JČ a.s.","Obec Čejetice","3111-696935-00251054-2/1","VDJ Mladějovice",null,"zrušeno 88 845/2019",null,null,null,null,null,"KUCBAWZ0DSTU"]
["2016-12-13","2017-01-17","2017-02-03",null,null,"159596/2016","ČEVAK a.s.","Obec Čejetice","3111-696935-00251054-2/1","Mladějovice, vrt Č1",null,"zrušeno 88 845/2019",null,null,null,null,null,"KUCBAWZ0DSTU"]
["2016-12-13","2017-01-17","2017-02-03",null,null,"159596/2016","ČEVAK a.s.","Obec Čejetice","3111-697770-00251054-2/1","Sedlíkovice, studny, 2 jímací zářezy",null,"zrušeno 88 845/2019",null,null,null,null,null,"KUCBAWZ0DSTU"]
["2016-12-13","2017-01-17","2017-02-03",null,null,"159596/2016","ČEVAK a.s.","Obec Čejetice","3111-697770-00251054-1/1","Sedlíkovice, PŘ studny - VDJ",null,"zrušeno 88 845/2019",null,null,null,null,null,"KUCBAWZ0DSTU"]
["2016-12-13","2017-01-17","2017-02-03",null,null,"159596/2016","ČEVAK a.s.","Obec Čejetice","3111-697770-00251054-1/2","Sedlíkovice, RVS",null,"zrušeno 88 845/2019",null,null,null,null,null,"KUCBAWZ0DSTU"]
["2004-02-20","2004-03-01","2004-03-20",null,null,"6920/2004","ČEVAK a.s.","Obec Přešťovice","3111-735264-00251704-1/1","Přešťovice - PŘ VSJČ - VDJ Přešťovice",null,"změna 36231/2015, 55886/2020","Strakonice","Přešťovice","vodovod","Ing. Olga Štíchová",null,"KUCBAWZ0DSTU"]
["2004-02-20","2004-03-01","2004-03-20",null,null,"6920/2004","ČEVAK a.s.","Obec Přešťovice","3111-735264-00251704-1/2","Přešťovice - vodovodní síť Přešťovice",null,"změna 36231/2015, 55886/2020","Strakonice","Přešťovice","vodovod","Ing. Olga Štíchová",null,"KUCBAWZ0DSTU"]
["2004-02-20","2004-03-01","2004-03-20",null,null,"6920/2004","ČEVAK a.s.","Obec Přešťovice","3111-735264-00251704-1/3","Přešťovice - PŘ - náhradní zásobování",null,"změna 36231/2015, 55886/2020","Strakonice","Přešťovice","vodovod","Ing. Olga Štíchová",null,"KUCBAWZ0DSTU"]
["2015-05-12","2015-06-08","2015-06-27",null,null,"36231/2015","ČEVAK a.s.","Obec Přešťovice","3111-613371-00251704-1/1","Přešťovice - vodovodní síť Brusy",null,"změna 55886/2020","Strakonice","Přešťovice","vodovod","Ing. Olga Štíchová",null,"KUCBAWZ0DSTU"]
["2020-04-29","2020-05-26","2020-06-18",null,null,"55886/2020","ČEVAK a.s.","Obec Přešťovice","3111-664626-00251704-1/1","Přešťovice - vodovodní síť Slatina, Kbelnice",null,null,"Strakonice","Přešťovice","vodovod","Ing. Olga Štíchová"]
["2004-02-20","2004-03-01","2004-03-20",null,null,"6920/2004","ČEVAK a.s.","Obec Chrášťovice","3111-654108-00251267-1/1","RVS Chrášťovice",null,"změna 73457/2016",null,null,null,null,null,"KUCBAWZ0DSTU"]
["2004-02-20","2004-03-01","2004-03-20",null,null,"6920/2004","VaK JČ a.s.","Obec Chrášťovice","3111-654108-00251267-2/1","ČS Chrášťovice",null,"zrušení 73457/2016",null,null,null,null,null,"KUCBAWZ0DSTU"]
["2004-02-20","2004-03-01","2004-03-20",null,null,"6920/2004","VaK JČ a.s.","Obec Chrášťovice","3111-654108-00251267-2/2","VRT CH - nenapojen",null,"zrušení 73457/2016",null,null,null,null,null,"KUCBAWZ0DSTU"]
["2016-05-26","2016-06-23","2016-07-12",null,null,"73457/2016","ČEVAK a.s.","Obec Chrášťovice","3111-654108-00251267-2/1","Chrášťovice ÚV",null,null,null,null,null,null,null,"KUCBAWZ0DSTU"]
["2004-02-20","2004-03-01","2004-03-20",null,null,"6917/2004","VaK JČ a.s.","Město Dačice","3104-629847-00246476-1/1","RVS Dolní Němčice",null,"změna 32283/2018, zrušeno 73683/2022",null,null,null,null,null,"KUCBAWZ0DSUP"]
["2004-02-20","2004-03-01","2004-03-20",null,null,"6917/2004","VaK JČ a.s.","Město Dačice","3104-629855-00246476-1/1","RVS Hostkovice",null,"změna 32283/2018, zrušeno 73683/2022",null,null,null,null,null,"KUCBAWZ0DSUP"]
["2004-02-20","2004-03-01","2004-03-20",null,null,"6917/2004","VaK JČ a.s.","Město Dačice","3104-779695-00246476-1/2","RVS Velký Pěčín",null,"změna 32283/2018, zrušeno 73683/2022",null,null,null,null,null,"KUCBAWZ0DSUP"]
["2004-02-20","2004-03-01","2004-03-20",null,null,"6917/2004","VaK JČ a.s.","Město Dačice","3104-691411-00246476-1/2","RVS Malý Pěčín",null,"změna 32283/2018, zrušeno 73683/2022",null,null,null,null,null,"KUCBAWZ0DSUP"]
["2004-02-20","2004-03-01","2004-03-20",null,null,"6917/2004","VaK JČ a.s.","Město Dačice","3104-684325-00246476-1/2","RVS Lipolec",null,"změna 32283/2018, zrušeno 73683/2022",null,null,null,null,null,"KUCBAWZ0DSUP"]
["2004-02-20","2004-03-01","2004-03-20",null,null,"6917/2004","VaK JČ a.s.","Město Dačice","3104-684325-00246476-1/1","PŘSV studny Lipolec - VDJ Lipolec",null,"Zrušeno 32283/2018",null,null,null,null,null,"KUCBAWZ0DSUP"]
["2004-02-20","2004-03-01","2004-03-20",null,null,"6917/2004","VaK JČ a.s.","Město Dačice","3104-779695-00246476-1/1","PŘSV studny V.Pěčín - VDJ Velký Pěčín",null,"změna 32283/2018, zrušeno 73683/2022",null,null,null,null,null,"KUCBAWZ0DSUP"]
["2004-02-20","2004-03-01","2004-03-20",null,null,"6917/2004","VaK JČ a.s.","Město Dačice","3104-691411-00246476-1/1","PŘSV studny Malý Pěčín - VDJ Malý Pěčín",null,"změna 32283/2018, zrušeno 73683/2022",null,null,null,null,null,"KUCBAWZ0DSUP"]
["2004-02-20","2004-03-01","2004-03-20",null,null,"6917/2004","VaK JČ a.s.","Město Dačice","3104-684325-00246476-2/1","VDJ Lipolec",null,"Zrušeno 32283/2018",null,null,null,null,null,"KUCBAWZ0DSUP"]
["2004-02-20","2004-03-01","2004-03-20",null,null,"6917/2004","VaK JČ a.s.","Město Dačice","3104-691411-00246476-2/1","VDJ Malý Pěčín",null,"změna 32283/2018, zrušeno 73683/2022",null,null,null,null,null,"KUCBAWZ0DSUP"]
["2004-02-20","2004-03-01","2004-03-20",null,null,"6917/2004","VaK JČ a.s.","Město Dačice","3104-779695-00246476-2/1","VDJ Velký Pěčín",null,"změna 32283/2018, zrušeno 73683/2022",null,null,null,null,null,"KUCBAWZ0DSUP"]
["2004-02-20","2004-03-01","2004-03-20",null,null,"6917/2004","VaK JČ a.s.","Město Dačice","3104-604372-00246476-3/1","Stoková síť Bílkov",null,"změna 32283/2018, zrušeno 73683/2022",null,null,null,null,null,"KUCBAWZ0DSUP"]
["2004-02-20","2004-03-01","2004-03-20",null,null,"6917/2004","VaK JČ a.s.","Město Dačice","3104-624403-60817771-3/1","Přiv.stoka Dačice – pobřežní sběrač Dyje",null,"změna 32283/2018, zrušeno 73683/2022",null,null,null,null,null,"KUCBAWZ0DSUP"]
["2004-02-20","2004-03-01","2004-03-20",null,null,"6917/2004","VaK JČ a.s.","Město Dačice","3104-629847-00246476-3/1","Stoková síť Dolní Němčice",null,"změna 32283/2018, zrušeno 73683/2022",null,null,null,null,null,"KUCBAWZ0DSUP"]
["2004-02-20","2004-03-01","2004-03-20",null,null,"6917/2004","VaK JČ a.s.","Město Dačice","3104-651788-00246476-3/1","Stoková síť Chlumec",null,"změna 32283/2018, zrušeno 73683/2022",null,null,null,null,null,"KUCBAWZ0DSUP"]
["2004-02-20","2004-03-01","2004-03-20",null,null,"6917/2004","VaK JČ a.s.","Město Dačice","3104-684325-00246476-3/1","Stoková síť Lipolec",null,"změna 32283/2018, zrušeno 73683/2022",null,null,null,null,null,"KUCBAWZ0DSUP"]
["2004-02-20","2004-03-01","2004-03-20",null,null,"6917/2004","VaK JČ a.s.","Město Dačice","3104-691411-00246476-3/1","Stoková síť Malý Pěčín",null,"změna 32283/2018, zrušeno 73683/2022",null,null,null,null,null,"KUCBAWZ0DSUP"]
["2004-02-20","2004-03-01","2004-03-20",null,null,"6917/2004","VaK JČ a.s.","Město Dačice","3104-670561-00246476-3/1","Stoková síť Prostřední Vydří",null,"změna 32283/2018, zrušeno 73683/2022",null,null,null,null,null,"KUCBAWZ0DSUP"]
["2004-02-20","2004-03-01","2004-03-20",null,null,"6917/2004","VaK JČ a.s.","Město Dačice","3104-779695-00246476-3/1","Stoková síť Velký Pěčín",null,"změna 32283/2018, zrušeno 73683/2022",null,null,null,null,null,"KUCBAWZ0DSUP"]
["2004-02-20","2004-03-01","2004-03-20",null,null,"6917/2004","VaK JČ a.s.","Město Dačice","3104-629847-00246476-4/1","ČOV Dolní Němčice",null,"změna 32283/2018, zrušeno 73683/2022",null,null,null,null,null,"KUCBAWZ0DSUP"]
["2017-12-14","2018-01-03","2018-01-19",null,null,"146018/2017","ČEVAK a.s.","Město Dačice","3104-629855-00246476-1/2","Hostkovice - VDJ Lipolec, přívodní řad",null,"změna 32283/2018, zrušeno 73683/2022",null,null,null,null,null,"KUCBAWZ0DSUP"]
["2004-02-20","2004-03-01","2004-03-20",null,null,"6917/2004","ČEVAK a.s.","Obec Kunžak","3105-776700-00246964-1/2","RVS Valtínov",null,"změna 22789/2013",null,null,null,null,null,"KUCBAWZ0DSUP"]
["2004-02-20","2004-03-01","2004-03-20",null,null,"6917/2004","ČEVAK a.s.","Obec Kunžak","3105-677531-00246964-1/1","RVS Kunžak",null,"změna 22789/2013",null,null,null,null,null,"KUCBAWZ0DSUP"]
["2004-02-20","2004-03-01","2004-03-20",null,null,"6917/2004","ČEVAK a.s.","Obec Kunžak","3105-677540-00246964-1/2","RVS Mosty",null,"změna 22789/2013",null,null,null,null,null,"KUCBAWZ0DSUP"]
["2004-02-20","2004-03-01","2004-03-20",null,null,"6917/2004","ČEVAK a.s.","Obec Kunžak","3105-776700-00246964-1/1","PŘSV studny Valtínov - DS Valtínov",null,"změna 22789/2013",null,null,null,null,null,"KUCBAWZ0DSUP"]
["2004-02-20","2004-03-01","2004-03-20",null,null,"6917/2004","ČEVAK a.s.","Obec Kunžak","3105-677531-00246964-1/2","PŘSV studny Kunžak - VDJ Kunžak",null,"změna 22789/2013",null,null,null,null,null,"KUCBAWZ0DSUP"]
["2004-02-20","2004-03-01","2004-03-20",null,null,"6917/2004","ČEVAK a.s.","Obec Kunžak","3105-677540-00246964-1/1","PŘSV studny Mosty - VDJ Mosty",null,"změna 22789/2013",null,null,null,null,null,"KUCBAWZ0DSUP"]
["2004-02-20","2004-03-01","2004-03-20",null,null,"6917/2004","ČEVAK a.s.","Obec Kunžak","3105-776700-00246964-2/1","DS Valtínov",null,"změna 22789/2013",null,null,null,null,null,"KUCBAWZ0DSUP"]
["2004-02-20","2004-03-01","2004-03-20",null,null,"6917/2004","ČEVAK a.s.","Obec Kunžak","3105-677531-00246964-2/1","VDJ Kunžak",null,"změna 22789/2013",null,null,null,null,null,"KUCBAWZ0DSUP"]
["2004-02-20","2004-03-01","2004-03-20",null,null,"6917/2004","ČEVAK a.s.","Obec Kunžak","3105-677540-00246964-2/1","VDJ Mosty",null,"změna 22789/2013",null,null,null,null,null,"KUCBAWZ0DSUP"]
["2004-02-20","2004-03-01","2004-03-20",null,null,"6917/2004","ČEVAK a.s.","Obec Kunžak","3105-776700-00246964-3/1","Stoková síť Valtínov",null,"změna 22789/2013",null,null,null,null,null,"KUCBAWZ0DSUP"]
["2004-02-20","2004-03-01","2004-03-20",null,null,"6917/2004","ČEVAK a.s.","Obec Kunžak","3105-677531-00246964-3/1","Stoková síť Kunžak",null,"změna 22789/2013",null,null,null,null,null,"KUCBAWZ0DSUP"]
["2004-02-20","2004-03-01","2004-03-20",null,null,"6917/2004","ČEVAK a.s.","Obec Kunžak","3105-677531-00246964-4/1","ČOV Kunžak",null,"změna 22789/2013",null,null,null,null,null,"KUCBAWZ0DSUP"]
["2013-04-23","2013-05-17","2013-06-04",null,null,"22789/2013","ČEVAK a.s.","Obec Kunžak","3105-677558-00246964-1/1","Suchdol u Kunžaku, RVS",null,null,null,null,null,null,null,"KUCBAWZ0DSUP"]
["2013-04-23","2013-05-17","2013-06-04",null,null,"22789/2013","ČEVAK a.s.","Obec Kunžak","3105-677558-00246964-2/1","Suchdol u Kunžaku, zdroj",null,null,null,null,null,null,null,"KUCBAWZ0DSUP"]
["2004-02-20","2004-03-01","2004-03-20",null,null,"6917/2004","ČEVAK a.s.","Obec Lásenice","3105-679160-00246972-1/1","RVS Lásenice",null,null,null,null,null,null,null,"KUCBAWZ0DSUP"]
["2004-02-20","2004-03-01","2004-03-20",null,null,"6917/2004","VaK JČ a.s.","Město Lomnice nad Lužnicí","3114-686697-00247022-2/1","Zdroje Lomnice nad Lužnicí",null,"zrušeno 11975/2011",null,null,null,null,null,"KUCBAWZ0DSUP"]
["2004-02-20","2004-03-01","2004-03-20",null,null,"6917/2004","ČEVAK a.s.","Město Lomnice nad Lužnicí","3114-686697-00247022-1/2","RVS Lomnice nad Lužnicí",null,null,"Třeboň","Lomnice nad Lužnicí","vodovod",null,null,"KUCBAWZ0DSUP"]
["2004-02-20","2004-03-01","2004-03-20",null,null,"6917/2004","ČEVAK a.s.","Město Lomnice nad Lužnicí","3114-686697-00247022-1/1","PŘSV vrty Lomnice - ÚV Lomnice ",null,null,"Třeboň","Lomnice nad Lužnicí","vodovod",null,null,"KUCBAWZ0DSUP"]
["2004-02-20","2004-03-01","2004-03-20",null,null,"6917/2004","ČEVAK a.s.","Město Lomnice nad Lužnicí","3114-686697-00247022-3/1","Stoková síť Lomnice nad Lužnicí",null,null,"Třeboň","Lomnice nad Lužnicí","kanalizace",null,null,"KUCBAWZ0DSUP"]
["2004-02-20","2004-03-01","2004-03-20",null,null,"6917/2004","ČEVAK a.s.","Město Lomnice nad Lužnicí","3114-686697-00247022-4/1","ČOV Lomnice nad Lužnicí",null,null,"Třeboň","Lomnice nad Lužnicí","kanalizace",null,null,"KUCBAWZ0DSUP"]
["2004-02-20","2004-03-01","2004-03-20",null,null,"6917/2004","ČEVAK a.s.","Obec Nová Ves nad Lužnicí","3114-705756-00666475-1/1","RVS Nová Ves n.Lužnicí",null,"změna 126648/2019","Třeboň","Nová Ves nad Lužnicí","vodovod","Ing. Olga Štíchová",null,"KUCBAWZ0DSUP"]
["2004-02-20","2004-03-01","2004-03-20",null,null,"6917/2004","ČEVAK a.s.","Obec Nová Ves nad Lužnicí","3114-705756-00666475-2/1","ATS Nová Ves n.Lužnicí",null,"změna 126648/2019","Třeboň","Nová Ves nad Lužnicí","vodovod","Ing. Olga Štíchová",null,"KUCBAWZ0DSUP"]
["2004-02-20","2004-03-01","2004-03-20",null,null,"6917/2004","ČEVAK a.s.","Obec Nová Ves nad Lužnicí","3114-705756-00666475-3/1","Kanalizace Nová Ves n.Luž.",null,"změna 126648/2019","Třeboň","Nová Ves nad Lužnicí","kanalizace","Ing. Olga Štíchová",null,"KUCBAWZ0DSUP"]
["2004-02-20","2004-03-01","2004-03-20",null,null,"6917/2004","ČEVAK a.s.","Obec Nová Ves nad Lužnicí","3114-705756-00666475-4/1","ČOV Nová Ves n.Lužnicí",null,"změna 126648/2019","Třeboň","Nová Ves nad Lužnicí","kanalizace","Ing. Olga Štíchová",null,"KUCBAWZ0DSUP"]
["2006-07-10","2019-11-25","2019-12-12",null,null,"20110/2006","ČEVAK a.s.","Obec Nová Ves nad Lužnicí","3114-705756-00666475-2/2","Žofina Huť, ÚV",null,"změna 126648/2019","Třeboň","Nová Ves nad Lužnicí","vodovod","Ing. Olga Štíchová",null,"KUCBAWZ0DU0H"]
["2006-07-10","2019-11-25","2019-12-12",null,null,"20110/2006","ČEVAK a.s.","Obec Nová Ves nad Lužnicí","3114-705756-00666475-1/2","Žofina Huť, PŘ SV",null,"změna 126648/2019","Třeboň","Nová Ves nad Lužnicí","vodovod","Ing. Olga Štíchová",null,"KUCBAWZ0DU0H"]
["2006-07-10","2019-11-25","2019-12-12",null,null,"20110/2006","ČEVAK a.s.","Obec Nová Ves nad Lužnicí","3114-705756-00666475-1/3","Žofina Huť, RVS",null,"změna 126648/2019","Třeboň","Nová Ves nad Lužnicí","vodovod","Ing. Olga Štíchová",null,"KUCBAWZ0DU0H"]
["2013-07-04","2019-11-25","2019-12-12",null,null,"38515/2013","ČEVAK a.s.","Obec Nová Ves nad Lužnicí","3114-705756-00666475-1/2","Žofina Huť, RVS",null,"změna 126648/2019","Třeboň","Nová Ves nad Lužnicí","vodovod","Ing. Olga Štíchová",null,"KUCBAWZ0DU0H"]
["2019-11-04","2019-11-25","2019-12-12",null,null,"126648/2019","ČEVAK a.s.","Obec Nová Ves nad Lužnicí","3114-705756-00666475-1/3","Nová Ves nad Lužnicí - přívodní řad: vrt-ÚV",null,null,"Třeboň","Nová Ves nad Lužnicí","vodovod","Ing. Olga Štíchová"]
["2006-10-09","2006-11-02","2006-11-21",null,null,"28728/2006","ČEVAK a.s.","Obec Nová Ves nad Lužnicí","3114-705730-00666475-3/1","KS - Nová Ves nad Lužnicí - Krabonoš",null,"změna 126648/2019","Třeboň","Strunkovice nad Blanicí","kanalizace","Ing. Olga Štíchová",null,"KUCBAWZ0DU1C"]
["2006-10-09","2006-11-02","2006-11-21",null,null,"28728/2006","ČEVAK a.s.","Obec Nová Ves nad Lužnicí","3114-705730-00666475-4/1","ČOV Nová Ves nad Lužnicí - Krabonoš",null,"změna 126648/2019","Třeboň","Strunkovice nad Blanicí","kanalizace","Ing. Olga Štíchová",null,"KUCBAWZ0DU1C"]
["2004-02-20","2004-03-01","2004-03-20",null,null,"6917/2004","ČEVAK a.s.","Obec Polště","3105-637530-00666491-1/1","RVS Polště",null,null,null,null,null,null,null,"KUCBAWZ0DSUP"]
["2004-02-20","2004-03-01","2004-03-20",null,null,"6917/2004","VaK JČ a.s.","Obec Stráž nad Nežárkou","3105-629456-00247502-1/1","RVS Dolní Lhota",null,"zrušeno 85700/2015",null,null,null,null,null,"KUCBAWZ0DSUP"]
["2004-02-20","2004-03-01","2004-03-20",null,null,"6917/2004","ČEVAK a.s.","Obec Stříbřec","3114-757853-00247529-1/1","RVS Stříbřec",null,"zrušeno 107560/2024",null,null,null,null,null,"KUCBAWZ0DSUP"]
["2004-02-20","2004-03-01","2004-03-20",null,null,"6917/2004","ČEVAK a.s.","Obec Stříbřec","3114-697583-00247529-1/1","RVS Mníšek",null,"zrušeno 107560/2024",null,null,null,null,null,"KUCBAWZ0DSUP"]
["2004-02-20","2004-03-01","2004-03-20",null,null,"6917/2004","ČEVAK a.s.","Obec Stříbřec","3114-683221-00247529-1/1","RVS Libořezy",null,"zrušeno 107560/2024",null,null,null,null,null,"KUCBAWZ0DSUP"]
["2004-02-20","2004-03-01","2004-03-20",null,null,"6914/2004","VaK JČ a.s.","VaK JČ a.s.","3104-624403-60071371-3/1","Dačice - sběrač Peráček",null,"zrušeno 4775/2012",null,null,null,null,null,"KUCBAWZ0DSUP"]
["2012-02-27","2012-03-20","2012-04-05",null,null,"4775/2012","ČEVAK a.s.","ČEVAK a.s.","3104-624403-60849657-3/1","Dačice - sběrač Peráček, kanalizace",null,null,null,null,null,null,null,"KUCBAWZ0DSUP"]
["2004-03-01","2004-03-10","2004-03-31",null,null,"7519/2004","Obec Dobev ","Obec Dobev ","3108-626881-00249625-3/1","KS Dobev",null,"zrušeno 5196/2012","Písek","Dobev","kanalizace","Václav Listopad",null,"KUCBAWZ0DSUP"]
["2004-03-01","2004-03-10","2004-03-31",null,null,"7519/2004","Obec Dobev ","Obec Dobev ","3108-626911-00249625-3/1","KS Velké Nepodřice",null,"zrušeno 5196/2012","Písek","Dobev","kanalizace","Václav Listopad",null,"KUCBAWZ0DSUP"]
["2012-03-07","2012-03-08","2012-03-27",null,null,"5196/2012","Obec Dobev ","Obec Dobev ","3108-626881-00249629-3/1","KS Dobev",null,"zrušeno 87852/2019","Písek","Dobev","kanalizace","Jan Rot",null,"KUCBAWZ0DSUP"]
["2012-03-07","2012-03-08","2012-03-27",null,null,"5196/2012","Obec Dobev ","Obec Dobev ","3108-626911-00249629-3/1","KS Velké Nepodřice",null,"zrušeno 87852/2019","Písek","Dobev","kanalizace","Jan Rot",null,"KUCBAWZ0DSUP"]
["2012-03-07","2012-03-08","2012-03-27",null,null,"5196/2012","Obec Dobev ","Obec Dobev ","3108-626911-00249629-3/2","KS Malé Nepodřice",null,"zrušeno 87852/2019","Písek","Dobev","kanalizace","Jan Rot",null,"KUCBAWZ0DSUP"]
["2012-03-07","2012-03-08","2012-03-27",null,null,"5196/2012","Obec Dobev ","Obec Dobev ","3108-626902-00249629-3/1","KS Oldřichov u Písku",null,"zrušeno 87852/2019","Písek","Dobev","kanalizace","Jan Rot",null,"KUCBAWZ0DSUP"]
["2012-03-07","2012-03-08","2012-03-27",null,null,"5196/2012","Obec Dobev ","Obec Dobev ","3108-626881-00249629-4/1","ČOV Dobev",null,"zrušeno 87852/2019","Písek","Dobev","kanalizace","Jan Rot",null,"KUCBAWZ0DSUP"]
["2004-02-27","2004-03-18","2004-04-07",null,null,"7837/2004","Obec Zběšičky","Obec Zběšičky","3107-791440-00511463-3/1","KS Zběšičky",null,"zrušeno 87852/2019","Milevsko","Zběšičky","kanalizace","Bohumil Fuka",null,"KUCBAWZ0DT1J"]
["2004-02-04","2004-05-04","2004-05-25",null,null,"9355/2004","Obec Nicov","Obec Nicov","3116-753343-00583405-1/3","PŘ studna – VDJ 50 m3",null,"zaniklo ke dne 31.12.2011","Vimperk","Nicov","vodovod","Josef Josefík","Podzemní","KUCBAWZ0DT1J"]
["2004-02-04","2004-05-04","2004-05-25",null,null,"9355/2004","Obec Nicov","Obec Nicov","3116-753343-00583405-1/2","PŘ studny – VDJ 82 m3",null,"zaniklo ke dne 31.12.2011","Vimperk","Nicov","vodovod","Josef Josefík","Podzemní","KUCBAWZ0DT1J"]
["2004-02-04","2004-05-04","2004-05-25",null,null,"9355/2004","Obec Nicov","Obec Nicov","3116-753343-00583405-1/1","RVS Nicov",null,"zaniklo ke dne 31.12.2011","Vimperk","Nicov","vodovod","Josef Josefík","Podzemní","KUCBAWZ0DT1J"]
["2004-02-04","2004-05-04","2004-05-25",null,null,"9355/2004","Obec Nicov","Obec Nicov","3116-753343-00583405-2/1","VDJ 82 m3",null,"zaniklo ke dne 31.12.2011","Vimperk","Nicov","vodovod","Josef Josefík","Podzemní","KUCBAWZ0DT1J"]
["2004-02-04","2004-05-04","2004-05-25",null,null,"9355/2004","Obec Nicov","Obec Nicov","3116-753343-00583405-2/2","VDJ 50 m3",null,"zaniklo ke dne 31.12.2011","Vimperk","Nicov","vodovod","Josef Josefík","Podzemní","KUCBAWZ0DT1J"]
["2004-02-02","2004-03-18","2004-04-08",null,null,"9338/2004","Obec Žďár","Obec Žďár","3108-795101-00512028-3/1","KS Žďár - větev A",null,null,"Písek","Žďár","kanalizace","Miroslav Částka",null,"KUCBAWZ0DT1J"]
["2004-02-02","2004-03-18","2004-04-08",null,null,"9338/2004","Obec Žďár","Obec Žďár","3108-795101-00512028-3/1","KS Žďár - větve B,C,D,D1",null,null,"Písek","Žďár","kanalizace","Miroslav Částka",null,"KUCBAWZ0DT1J"]
["2004-02-04",null,null,null,null,null,"Obec Lety","Obec Lety",null,null,null,null,null,null,"kanalizace",null,null,"KUCBAWZ0DT1J"]
["2004-01-29","2004-03-18","2004-04-08",null,null,"9292/2004","Obec Šebířov","Obec Šebířov","3112-788546-00253006-3/1","SS Vyšetice",null,null,"Tábor","Šebířov","kanalizace","Vladimír Toušek",null,"KUCBAWZ0DT1J"]
["2004-01-29","2004-03-18","2004-04-08",null,null,"9292/2004","Obec Šebířov","Obec Šebířov","3112-788546-00253006-3/2","PS SS Vyšetice-mech. čištění, st. nádrže Vyšetice",null,null,"Tábor","Šebířov","kanalizace","Vladimír Toušek",null,"KUCBAWZ0DT1J"]
["2004-01-29","2004-03-18","2004-04-08",null,null,"9292/2004","Obec Šebířov","Obec Šebířov","3112-788546-00253006-4/1","Mechanické čištění a stabilizační nádrže Vyšetice",null,null,"Tábor","Šebířov","kanalizace","Vladimír Toušek",null,"KUCBAWZ0DT1J"]
["2004-01-30","2004-05-26","2004-06-11","2004-03-18",null,"9271/2004","Obec Kluky","Obec Kluky","3108-666734-00249751-1/1","RVS Kluky",null,null,"Písek","Kluky","vodovod","Ladislav Pípal","Podzemní","KUCBAWZ0DT1J"]
["2004-01-30","2004-05-26","2004-06-11","2004-03-18",null,"9271/2004","Obec Kluky","Obec Kluky","3108-666734-00249751-1/3","RVS Březí",null,null,"Písek","Kluky","vodovod","Ladislav Pípal","Podzemní","KUCBAWZ0DT1J"]
["2004-01-30","2004-05-26","2004-06-11","2004-03-18",null,"9271/2004","Obec Kluky","Obec Kluky","3108-666734-00249751-1/2","PŘ V1, V2, V3",null,null,"Písek","Kluky","vodovod","Ladislav Pípal","Podzemní","KUCBAWZ0DT1J"]
["2004-01-30","2004-05-26","2004-06-11","2004-03-18",null,"9271/2004","Obec Kluky","Obec Kluky","3108-666734-00249751-2/1","VDJ Kluky",null,null,"Písek","Kluky","vodovod","Ladislav Pípal","Podzemní","KUCBAWZ0DT1J"]
["2004-01-30","2004-05-26","2004-06-11","2004-03-18",null,"9271/2004","Obec Kluky","Obec Kluky","3108-666734-00249751-2/2","ČS Březí",null,null,"Písek","Kluky","vodovod","Ladislav Pípal","Podzemní","KUCBAWZ0DT1J"]
["2004-01-30","2004-05-26","2004-06-11","2004-03-18",null,"9271/2004","Obec Kluky","Obec Kluky","3108-666734-00249751-3/1","KS Kluky",null,null,"Písek","Kluky","kanalizace","Ladislav Pípal",null,"KUCBAWZ0DT1J"]
["2004-02-20","2004-05-05","2004-05-26","2004-03-17",null,"9243/2004","Obec Kestřany","Obec Kestřany","3108-664821-00249742-3/1","KS Kestřany",null,null,"Písek","Kestřany","kanalizace","Roman Šulc",null,"KUCBAWZ0DT1J"]
["2004-02-20","2004-05-05","2004-05-26","2004-03-17",null,"9243/2004","Obec Kestřany","Obec kestřany","3108-664847-00249742-3/1","KS Zátaví",null,null,"Písek","Kestřany","kanalizace","Roman Šulc",null,"KUCBAWZ0DT1J"]
["2004-02-10","2004-04-06","2004-04-29",null,null,"11144/2004","Obec Králova Lhota","Obec Králova Lhota","3108-672581-00249785-1/1","RVS Králova Lhota",null,"změna 1158/2012","Písek","Králova Lhota","vodovod","Ing. Miroslav Holý","Podzemní","KUCBAWZ0DT1J"]
["2004-02-10","2004-04-06","2004-04-29",null,null,"11144/2004","Obec Králova Lhota","Obec Králova Lhota","3108-672581-00249785-3/1","KS Králova Lhota",null,"změna 1158/2012","Písek","Králova Lhota","kanalizace","Ing. Miroslav Holý",null,"KUCBAWZ0DT1J"]
["2004-02-10","2004-04-06","2004-04-29",null,null,"11144/2004","Obec Králova Lhota","Obec Králova Lhota","3108-672581-00249785-2/1","ČS Králova Lhota",null,"změna 1158/2012","Písek","Králova Lhota","vodovod","Ing. Miroslav Holý",null,"KUCBAWZ0DT1J"]
["2004-02-10","2004-04-08","2004-04-30",null,null,"11104/2004","Obec Křenovice","Obec Křenovice","3108-724343-00511781-3/1","KS Křenovice",null,null,"Milevsko","Křenovice","kanalizace","Antonín Mála",null,"KUCBAWZ0DT1J"]
["2004-02-10","2004-05-07","2004-05-28","2004-04-06",null,"11189/2004","Obec Záhoří (Kardašova Řečice)","Obec Záhoří (Kardašova Řečice)","3105-789992-00512770-3/1","Záhoří - 378 21",null,"změna 13541/2012","Jindřichův hradec","Záhoří","kanalizace","Jindřich Tupý",null,"KUCBAWZ0DT1J"]
["2012-05-24","2012-06-14","2012-07-10",null,null,"13541/2012","Obec Záhoří (Kardašova Řečice)","Obec Záhoří (Kardašova Řečice)","3105-721727-00512770-3/1","SS Záhoří",null,"změna 70082/2013","Jindřichův hradec","Záhoří","kanalizace","Miroslav Němec",null,"KUCBAWZ0DT1J"]
["2013-12-18","2014-01-06","2014-01-23",null,null,"70082/2013","Obec Záhoří (Kardašova Řečice)","Obec Záhoří (Kardašova Řečice)","3105-721727-00512770-4/1","ČOV Záhoří",null,null,"Jindřichův hradec","Záhoří","kanalizace","Miroslav Němec",null,"KUCBAWZ0DT1J"]
["2004-02-10","2004-04-07","2004-04-29",null,null,"11088/2004","Obec Boudy","Obec Boudy","3108-695483-00511706-1/1","PŘ zdroj-AT stanice",null,null,"Písek","Boudy","vodovod","František Žák","Podzemní","KUCBAWZ0DT1J"]
["2004-02-10","2004-04-07","2004-04-29",null,null,"11088/2004","Obec Boudy","Obec Boudy","3108-695483-00511706-2/1","AT Boudy",null,null,"Písek","Boudy","vodovod","František Žák","Podzemní","KUCBAWZ0DT1J"]
["2004-02-10","2004-04-07","2004-04-29",null,null,"11088/2004","Obec Boudy","Obec Boudy","3108-695483-00511706-1/2","RVS Boudy",null,null,"Písek","Boudy","vodovod","František Žák","Podzemní","KUCBAWZ0DT1J"]
["2004-02-10","2004-04-07","2004-04-29",null,null,"11088/2004","Obec Boudy","Obec Boudy","3108-695483-00511706-3/1","KS Boudy",null,null,"Písek","Boudy","kanalizace","František Žák",null,"KUCBAWZ0DT1J"]
["2004-02-10","2004-04-07","2004-04-29",null,null,"11088/2004","Obec Boudy","Obec Boudy","3108-695483-00511706-4/1","ČOV Boudy",null,null,"Písek","Boudy","kanalizace","František Žák",null,"KUCBAWZ0DT1J"]
["2004-02-23","2004-06-03","2004-06-25",null,null,"12853/2004","Obec Přeštěnice","Obec Přeštěnice","3107-735213-00250040-1/1","RVS Držkrajov",null,"změna 7101/2024","Milevsko","Přeštěnice","vodovod","Ing. Roman Honzík","podzemní","KUCBAWZ0DT1J"]
["2004-02-23","2004-06-03","2004-06-25",null,null,"12853/2004","Obec Přeštěnice","Obec Přeštěnice","3107-735230-00250040-3/1","KS Přeštěnice",null,"změna 7101/2024","Milevsko","Přeštěnice","kanalizace","Ing. Roman Honzík",null,"KUCBAWZ0DT1J"]
["2004-02-23","2004-06-03","2004-06-25",null,null,"12853/2004","Obec Přeštěnice","Obec Přeštěnice","3107-735213-00250040-3/1","KS Držkrajov",null,"změna 7101/2024","Milevsko","Přeštěnice","kanalizace","Ing. Roman Honzík",null,"KUCBAWZ0DT1J"]
["2004-02-23","2004-06-03","2004-06-25",null,null,"12853/2004","Obec Přeštěnice","Obec Přeštěnice","3107-735213-00250040-1/2","PŘ přivaděč - VDJ",null,"změna 7101/2024","Milevsko","Přeštěnice","vodovod","Ing. Roman Honzík","podzemní","KUCBAWZ0DT1J"]
["2004-01-26","2004-05-04","2004-05-25",null,null,"9366/2004","Obec Truskovice","Obec Truskovice","3117-651125-00667889-3/1","KS Truskovice",null,"zrušeno 82179/2018","Vodňany","Truskovice","kanalizace","Václav Trobl",null,"KUCBAWZ0DTEQ"]
["2004-01-21","2004-03-11","2004-03-31",null,null,"8007/2004","T-Servis Chotoviny","Obec Chotoviny","3112-658049-00252352-2/1","Vrty HJ2, HJ3, HJ5, HJ6 – Beranova Lhota",null,"zrušeno rozhodnutím 35086/2009","Tábor","Chotoviny","vodovod","ing. Josef Staněk",null,"KUCBAWZ0DT1J"]
["2004-01-21","2004-03-11","2004-03-31",null,null,"8007/2004","T-Servis Chotoviny","Obec Chotoviny","3112-658049-00252352-1/1","PŘ vrty HJ2, HJ3, HJ5, HJ6 – ČS Beranova Lhota",null,"zrušeno rozhodnutím 35086/2009","Tábor","Chotoviny","vodovod","ing. Josef Staněk",null,"KUCBAWZ0DT1J"]
["2004-01-21","2004-03-11","2004-03-31",null,null,"8007/2004","T-Servis Chotoviny","Obec Chotoviny","3112-653411-00252352-1/1","PŘ ČS Beranova Lhota – VDJ Chotoviny (vč. ČS a VDJ)",null,"zrušeno rozhodnutím 35086/2009","Tábor","Chotoviny","vodovod","ing. Josef Staněk",null,"KUCBAWZ0DT1J"]
["2004-01-21","2004-03-11","2004-03-31",null,null,"8007/2004","T-Servis Chotoviny","Obec Chotoviny","3112-653411-00252352-1/2","RVS Chotoviny – Červené Záhoří",null,"zrušeno rozhodnutím 35086/2009","Tábor","Chotoviny","vodovod","ing. Josef Staněk",null,"KUCBAWZ0DT1J"]
["2004-01-21","2004-03-11","2004-03-31",null,null,"8007/2004","T-Servis Chotoviny","Obec Chotoviny","3112-653403-00252352-3/1","SS Chotoviny – Červené Záhoří",null,"zrušeno rozhodnutím 35086/2009","Tábor","Chotoviny","kanalizace","ing. Josef Staněk",null,"KUCBAWZ0DT1J"]
["2004-01-21","2004-03-11","2004-03-31",null,null,"8007/2004","T-Servis Chotoviny","Obec Chotoviny","3112-653403-00252352-4/1","ČOV Chotoviny – Červené Záhoří",null,"zrušeno rozhodnutím 35086/2009","Tábor","Chotoviny","kanalizace","ing. Josef Staněk",null,"KUCBAWZ0DT1J"]
["2004-01-21","2004-03-11","2004-03-31",null,null,"8007/2004","T-Servis Chotoviny","Obec Chotoviny","3112-653411-00252352-3/1","SS Chotoviny – východ (včetně 2 ks biolog. rybníků)",null,"zrušeno rozhodnutím 35086/2009","Tábor","Chotoviny","kanalizace","ing. Josef Staněk",null,"KUCBAWZ0DT1J"]
["2004-02-19","2004-03-23","2004-04-14",null,null,"9726/2004","Obec Sepekov","Obec Sepekov","3107-747602-00250091- 3/1","Stoková síť Sepekov",null,"změna 111375/2025","Milevsko","Sepekov","kanalizace","Ing. Kamil Rucký",null,"KUCBAWZ0DT1J"]
["2004-02-19","2004-03-23","2004-04-14",null,null,"9726/2004","Obec Sepekov","Obec Sepekov","3107-747602-00250091- 4/1","ČOV Sepekov",null,"změna 111375/2025","Milevsko","Sepekov","kanalizace","Ing. Kamil Rucký",null,"KUCBAWZ0DT1J"]
["2004-01-21","2005-04-21","2005-05-12",null,null,"9718/2005","Obec Putim","Obec Putim","3108-736970-00250058-3/1","větev A",null,null,"Písek","Putim","kanalizace",null,null,"KUCBAWZ0DT1J"]
["2004-01-21","2005-04-21","2005-05-12",null,null,"9718/2005","Obec Putim","Obec Putim","3108-736970-00250058-3/2","větev B",null,null,"Písek","Putim","kanalizace",null,null,"KUCBAWZ0DT1J"]
["2004-01-21","2005-04-21","2005-05-12",null,null,"9718/2005","Obec Putim","Obec Putim","3108-736970-00250058-3/3","větev C",null,null,"Písek","Putim","kanalizace",null,null,"KUCBAWZ0DT1J"]
["2004-01-21","2005-04-21","2005-05-12",null,null,"9718/2005","Obec Putim","Obec Putim","3108-736970-00250058-3/4","větev D",null,null,"Písek","Putim","kanalizace",null,null,"KUCBAWZ0DT1J"]
["2004-01-27","2004-05-03","2004-05-25","2004-03-10",null,"8053/2004","Obec Skály","Obec Skály","3108-748161-00250104-3/1","KS Skály",null,null,"Písek","Skály","kanalizace","Milan Vejvoda",null,"KUCBAWZ0DT1J"]
["2004-01-27","2004-03-11","2004-03-31",null,null,"8059/2004 ","Obec Horosedly","Obec Horosedly","3108-644781-00583961-3/1","KS Horosedly",null,null,"Písek","Horosedly","kanalizace","Ladislav Mikeška",null,"KUCBAWZ0DT1J"]
["Zaslána jen ME",null,null,null,null,null,"Obec Vojníkov","Obec Vojníkov",null,null,null,"Nepatří mezi obce s veřejnou kanalizací",null,null,null,null,null,"KUCBAWZ0DT1J"]
["2004-03-05","2005-04-18","2005-05-06","2004-03-18",null,"8471/2004","Obec Vrcovice","Obec Vrcovice","3108-786161-00476471-3/1","KS Vrcovice",null,null,"Písek","Vrcovice","kanalizace","Jiří Muller",null,"KUCBAWZ0DT1J"]
["2004-03-04","2004-03-26","2004-04-15","2004-03-18",null,"8465/2004","Obec Borovany","Obec Borovany","3107-607789-00511455-3/1","KS I Borovany",null,"změna 29102/2017, změna 134492/2022","Milevsko","Borovany","kanalizace","Ing. Zdenka Sosnová",null,"KUCBAWZ0DT1J"]
["2013-01-30","2013-03-06","2013-03-27",null,null,"6952/2013","Obec Borovany","Obec Borovany","3107-607789-00511455-4/1","ČOV Borovany",null,"změna 29102/2017, změna 134492/2022","Milevsko","Borovany","kanalizace","Ing. Zdenka Sosnová",null,"KUCBAWZ0DT1J"]
["2013-01-30","2013-03-06","2013-03-27",null,null,"6952/2013","Obec Borovany","Obec Borovany","3107-607789-00511455-3/2","KS II Borovany",null,"změna 29102/2017, změna 134492/2022","Milevsko","Borovany","kanalizace","Ing. Zdenka Sosnová",null,"KUCBAWZ0DT1J"]
["2017-02-24","2017-03-15","2017-04-04",null,null,"29102/2017","Obec Borovany","Obec Borovany","3107-607789-00511455-4/2","ČOV Borovany 150 EO",null,"změna 134492/2022","Milevsko","Borovany","kanalizace","Ing. Zdenka Sosnová",null,"KUCBAWZ0DT1J"]
["2004-03-03","2004-03-29","2004-04-17",null,null,"8083/2004","Obec Kraselov","Obec Kraselov","3111-673145-00251364-3/1","Stoková síť Kraselov - V1",null,"zrušeno 31181/2020","Strakonice","Kraselov","kanalizace","Stanislav Mareš",null,"KUCBAWZ0DT1J"]
["2004-03-03","2004-03-29","2004-04-17",null,null,"8083/2004","Obec Kraselov","Obec Kraselov","3111-673145-00251364-3/2","Stoková síť Kraselov - V2",null,"zrušeno 31181/2020","Strakonice","Kraselov","kanalizace","Stanislav Mareš",null,"KUCBAWZ0DT1J"]
["2004-03-03","2004-03-29","2004-04-17",null,null,"8083/2004","Obec Kraselov","Obec Kraselov","3111-673145-00251364-1/1","PŘ Kraselov (vrt KP3-VDJ 50m3)",null,"změna 31181/2020","Strakonice","Kraselov","vodovod","Stanislav Mareš","podzemní","KUCBAWZ0DT1J"]
["2004-03-03","2004-03-29","2004-04-17",null,null,"8083/2004","Obec Kraselov","Obec Kraselov","3111-673145-00251364-1/2","RVS Kraselov",null,"změna 31181/2020","Strakonice","Kraselov","vodovod","Stanislav Mareš",null,"KUCBAWZ0DT1J"]
["2020-02-26","2020-06-30","2020-07-17",null,null,"31181/2020","Obec Kraselov","Obec Kraselov","3111-673145-00251364-3/1","Stoková síť Kraselov",null,null,"Strakonice","Kraselov","kanalizace","Stanislav Mareš"]
["2020-02-26","2020-06-30","2020-07-17",null,null,"31181/2020","Obec Kraselov","Obec Kraselov","3111-673145-00251364-4/1","ČOV Kraselov",null,null,"Strakonice","Kraselov","kanalizace","Stanislav Mareš"]
["2004-03-11","2004-05-13","2004-06-02",null,null,"14438/2004","Obec Hosty","Obec Hosty","3115-646016-00581348-3/1","KS Hosty",null,"změna 106353/2017, 22249/2021","Týn nad Vltavou","Hosty","kanalizace","Mgr. Jakub Šmíd",null,"KUCBAWZ0DT2E"]
["2017-09-11","2017-10-19","2017-11-10",null,null,"106353/2017","Obec Hosty","Obec Hosty","3115-646016-00581348-4/1","ČOV Hosty",null,"změna 22249/2021","Týn nad Vltavou","Hosty","kanalizace","Mgr. Jakub Šmíd",null,"KUCBAWZ0DT2E"]
["2004-03-11","2004-07-14","2004-08-04","15193/04 26.5.2004",null,"15193/2004","Obec Číčenice","Obec Číčenice","3117-623482-00251097-3/1","KS Číčenice",null,"Změna rozhodnutím 41544/2011, 147307/2023","Vodňany","Číčenice","kanalizace","Ing. Petr Hanzlík",null,"KUCBAWZ0DT2E"]
["2004-03-11","2004-07-19","2004-08-10","16031/2004",null,"16031/2004","Obec Domanín","Obec Domanín","3114-630586-00512966-1/1","PŘ vrty HV1 a HV3, VDJ",null,"Změna rozhodnutím 30314/2010","Třeboň","Domanín","vodovod","Petr Beran","podzemní","KUCBAWZ0DT2E"]
["2004-03-11","2004-07-19","2004-08-10","16031/2004",null,"16031/2004","Obec Domanín","Obec Domanín","3114-630586-00512966-1/2","RVS Domanín",null,"Změna rozhodnutím 30314/2010","Třeboň","Domanín","vodovod","Petr Beran","podzemní","KUCBAWZ0DT2E"]
["2004-03-11","2004-07-19","2004-08-10","16031/2004",null,"16031/2004","Obec Domanín","Obec Domanín","3114-630586-00512966-2/1","ÚV Domanín",null,"Změna rozhodnutím 30314/2010","Třeboň","Domanín","vodovod","Petr Beran","podzemní","KUCBAWZ0DT2E"]
["2004-03-11","2004-07-19","2004-08-10","16031/2004",null,"16031/2004","Obec Domanín","Obec Domanín","3114-630586-00512966-3/1","KS Domanín",null,"Změna rozhodnutím 30314/2010","Třeboň","Domanín","kanalizace","Petr Beran",null,"KUCBAWZ0DT2E"]
["2004-03-11","2004-07-19","2004-08-10","16031/2004",null,"16031/2004","Obec Domanín","Obec Domanín","3114-630586-00512966-4/1","ČOV Domanín",null,"Změna rozhodnutím 30314/2010","Třeboň","Domanín","kanalizace","Petr Beran",null,"KUCBAWZ0DT2E"]
["2204-03-11","2004-05-21","2004-06-15",null,null,"15127/2004","Obec Volfířov","Obec Volfířov","3104-784923-00247715-3/1","Kanalizace Volfířov",null,"změna 1081/2012","Dačice","Volfířov","kanalizace","Ing. Martin Růžička",null,"KUCBAWZ0DT2E"]
["2204-03-11","2004-05-21","2004-06-15",null,null,"15127/2004","Obec Volfířov","Obec Volfířov","3104-778516-00247715-3/1","Kanalizace Velká Lhota",null,"změna 1081/2012","Dačice","Volfířov","kanalizace","Ing. Martin Růžička",null,"KUCBAWZ0DT2E"]
["2004-03-11","2004-05-21","2004-06-15",null,null,"15127/2004","Obec Volfířov","Obec Volfířov","3104-609021-00247715-3/1","Kanalizace Brandlín",null,"změna 1081/2012","Dačice","Volfířov","kanalizace","Ing. Martin Růžička",null,"KUCBAWZ0DT2E"]
["2004-03-11","2004-05-21","2004-06-15",null,null,"15127/2004","Obec Volfířov","Obec Volfířov","3104-744816-00247715-3/1","Kanalizace Řečice",null,"změna 1081/2012","Dačice","Volfířov","kanalizace","Ing. Martin Růžička",null,"KUCBAWZ0DT2E"]
["2004-03-11","2004-05-21","2004-06-15",null,null,"15127/2004","Obec Volfířov","Obec Volfířov","3104-784923-00247715-1/2","Vodovod Volfířov",null,"změna 1081/2012","Dačice","Volfířov","vodovod","Ing. Martin Růžička","podzemní","KUCBAWZ0DT2E"]
["2004-03-11","2004-05-21","2004-06-15",null,null,"15127/2004","Obec Volfířov","Obec Volfířov","3104-609021-00247715-1/1","Vodovod Brandlín přiváděcí řad",null,"změna 1081/2012","Dačice","Volfířov","vodovod","Ing. Martin Růžička","podzemní","KUCBAWZ0DT2E"]
["2004-03-11","2004-05-21","2004-06-15",null,null,"15127/2004","Obec Volfířov","Obec Volfířov","3104-609021-00247715-1/2","Vodovod Brandlín rozváděcí řad",null,"změna 1081/2012","Dačice","Volfířov","vodovod","Ing. Martin Růžička","podzemní","KUCBAWZ0DT2E"]
["2004-03-11","2004-05-21","2004-06-15",null,null,"15127/2004","Obec Volfířov","Obec Volfířov","3104-744816-00247715-1/1","Vodovod Řečice",null,"změna 1081/2012","Dačice","Volfířov","vodovod","Ing. Martin Růžička","podzemní","KUCBAWZ0DT2E"]
["2004-03-11","2004-05-21","2004-06-15",null,null,"15127/2004","Obec Volfířov","Obec Volfířov","3104-744816-00247715-1/1","Vodovod Lipová",null,"změna 1081/2012","Dačice","Volfířov","vodovod","Ing. Martin Růžička","podzemní","KUCBAWZ0DT2E"]
["2004-03-11","2004-05-11","2004-06-01",null,null,"14236/2004","Obec Volenice","Obec Volenice","3111-784834-00397342-3/1","Stoková síť Volenice",null,"zrušeno 130553/2019","Strakonice","Volenice","kanalizace","Josef Bálek",null,"KUCBAWZ0DT2E"]
["2004-03-11","2004-05-11","2004-06-01",null,null,"14236/2004","Obec Volenice","Obec Volenice","3111-784834-00397342-4/1","ČOV Volenice",null,"změna 130553/2019","Strakonice","Volenice","kanalizace","Petr Beran",null,"KUCBAWZ0DT2E"]
["2019-11-12","2019-12-04","2019-12-24",null,null,"130553/2019","Obec Volenice","Obec Volenice","3111-784834-00397342-3/1","stoková síť Volenice -ČOV (V1)",null,null,"Strakonice","Volenice","kanalizace","Petr Beran"]
["2019-11-12","2019-12-04","2019-12-24",null,null,"130553/2019","Obec Volenice","Obec Volenice","3111-784834-00397342-3/2","stoková síť Volenice - (V2)",null,null,"Strakonice","Volenice","kanalizace","Petr Beran"]
["2019-11-12","2019-12-04","2019-12-24",null,null,"130553/2019","Obec Volenice","Obec Volenice","3111-765279-00397342-3/1","stoková síť Tažovice",null,null,"Strakonice","Volenice","kanalizace","Petr Beran"]
["2004-03-09","2004-05-11","2004-06-02",null,null,"14267/2004","Obec Hrachoviště","Obec Hrachoviště","3114-647632-00512796-1/1","PŘ ÚV - VDJ Hydroglobus",null,null,"Třeboň","Hrachoviště","vodovod","František Štěch","podzemní","KUCBAWZ0DT2E"]
["2004-03-09","2004-05-11","2004-06-02",null,null,"14267/2004","Obec Hrachoviště","Obec Hrachoviště","3114-647632-00512796-1/2","RVS Hrachoviště",null,null,"Třeboň","Hrachoviště","vodovod","František Štěch","podzemní","KUCBAWZ0DT2E"]
["2004-03-09","2004-05-11","2004-06-02",null,null,"14267/2004","Obec Hrachoviště","Obec Hrachoviště","3114-647632-00512796-2/1","ÚV Hrachoviště",null,null,"Třeboň","Hrachoviště","vodovod","František Štěch","podzemní","KUCBAWZ0DT2E"]
["2004-03-04","2004-04-28","2004-05-19",null,null,"13091/2004","Obec Chlumany","Obec Chlumany","3109-651702-00583022-1/1","PŘ studny - VDJ 150 m3",null,"zrušeno rozhodnutím 20760/2007","Prachatice","Chlumany","vodovod","Jan Škopek",null,"KUCBAWZ0DT2E"]
["2004-03-04","2004-04-28","2004-05-19",null,null,"13091/2004","Obec Chlumany","Obec Chlumany","3109-651702-00583022-1/2","RVS Chlumany",null,"zrušeno rozhodnutím 20760/2007","Prachatice","Chlumany","vodovod","Jan Škopek",null,"KUCBAWZ0DT2E"]
["2004-03-04","2004-04-28","2004-05-19",null,null,"13091/2004","Obec Chlumany","Obec Chlumany","3109-651702-00583022-2/1","VDJ 150 m3",null,"zrušeno rozhodnutím 20760/2007","Prachatice","Chlumany","vodovod","Jan Škopek",null,"KUCBAWZ0DT2E"]
["2004-03-04","2004-04-28","2004-05-19",null,null,"13091/2004","Obec Chlumany","Obec Chlumany","3109-651702-00583022-3/1","KS Chlumany",null,null,"Prachatice","Chlumany","kanalizace","Jan Škopek",null,"KUCBAWZ0DT2E"]
["2004-03-11","2004-03-16","2004-04-02",null,null,"8779/2004","VaK JČ a.s.","Stavby Kájov stavební společnost v.o.s.","3103-662038-15789551-1/1","RVS nové – „ZTV-St. Dobrkovice – Šindelářův lán“",null,"zrušeno 72036/2018",null,null,null,null,null,"KUCBAWZ0DT2E"]
["2004-03-11","2004-03-16","2004-04-02",null,null,"8779/2004","VaK JČ a.s.","Stavby Kájov stavební společnost v.o.s.","3103-662038-15789551-3/1","stok. síť nová – „ZTV St. Dobrkovice – Šindelářův lán“",null,"zrušeno 72036/2018",null,null,null,null,null,"KUCBAWZ0DT2E"]
["2004-03-11","2004-03-16","2004-04-02",null,null,"8779/2004","VaK JČ a.s.","Město Hluboká nad Vltavou","3102-639605-00244899-1/4","Rozvodný vodovodní řad Hluboká nad Vltavou",null,"zrušeno rozhodnutím 23529/2011",null,null,null,null,null,"KUCBAWZ0DT2E"]
["2004-03-11","2004-03-16","2004-04-02",null,null,"8779/2004","VaK JČ a.s.","Město Hluboká nad Vltavou","3102-639605-00244899-1/5","Rozvodný vodovodní řad Hluboká n.Vlt.-Zámostí",null,"zrušeno rozhodnutím 23529/2011",null,null,null,null,null,"KUCBAWZ0DT2E"]
["2004-03-11","2004-03-16","2004-04-02",null,null,"8779/2004","VaK JČ a.s.","Město Hluboká nad Vltavou","3102-639605-00244899-1/2","Přívodní řad od integr.školyPo Bezdrev",null,"zrušeno rozhodnutím 23529/2011",null,null,null,null,null,"KUCBAWZ0DT2E"]
["2004-03-11","2004-03-16","2004-04-02",null,null,"8779/2004","VaK JČ a.s.","Město Hluboká nad Vltavou","3102-639605-00244899-4/4","Čistírna odpadních vod Hluboká n. Vlt.-stadion",null,"zrušeno rozhodnutím 23529/2011",null,null,null,null,null,"KUCBAWZ0DT2E"]
["2004-03-11","2004-03-16","2004-04-02",null,null,"8779/2004","VaK JČ a.s.","Město Hluboká nad Vltavou","3102-639605-00244899-4/2","Čistírna odpadních vod Hluboká nad Vltavou-město",null,"zrušeno 64309/2019",null,null,null,null,null,"KUCBAWZ0DT2E"]
["2004-03-11","2004-03-16","2004-04-02",null,null,"8779/2004","VaK JČ a.s.","Město Hluboká nad Vltavou","3102-639605-00244899-3/1","Stoková síť Hluboká n.Vlt. (+ZTV západ)",null,"zrušeno 64309/2019",null,null,null,null,null,"KUCBAWZ0DT2E"]
["2004-03-11","2004-03-16","2004-04-02",null,null,"8779/2004","VaK JČ a.s.","Město Hluboká nad Vltavou","3102-639605-00244899-3/3","Stoková síť Hluboká bezdrev – integr.škola",null,"zrušeno 64309/2019",null,null,null,null,null,"KUCBAWZ0DT2E"]
["2004-03-11","2004-03-16","2004-04-02",null,null,"8779/2004","VaK JČ a.s.","Město Hluboká nad Vltavou","3102-639605-00244899-4/1","Čistírna odpadních vod Hluboká n.Vlt.-Zámostí",null,"zrušeno 64309/2019",null,null,null,null,null,"KUCBAWZ0DT2E"]
["2004-03-11","2004-03-16","2004-04-02",null,null,"8779/2004","VaK JČ a.s.","Město Hluboká nad Vltavou","3102-639605-00244899-3/2","Stoková síť Hluboká n.Vltavou -Zámostí",null,"zrušeno 64309/2019",null,null,null,null,null,"KUCBAWZ0DT2E"]
["2004-03-11","2004-03-16","2004-04-02",null,null,"8779/2004","VaK JČ a.s.","Město Hluboká nad Vltavou","3102-639613-00244899-1/1","Rozvodný vodovodní řad Munice",null,"zrušeno 64309/2019",null,null,null,null,null,"KUCBAWZ0DT2E"]
["2004-03-11","2004-03-16","2004-04-02",null,null,"8779/2004","VaK JČ a.s.","Město Hluboká nad Vltavou","3102-639613-00244899-4/1","Čistírna odpadních vod Munice",null,"zrušeno 64309/2019",null,null,null,null,null,"KUCBAWZ0DT2E"]
["2004-03-11","2004-03-16","2004-04-02",null,null,"8779/2004","VaK JČ a.s.","Město Hluboká nad Vltavou","3102-639613-00244899-3/1","Stoková síť Munice",null,"zrušeno 64309/2019",null,null,null,null,null,"KUCBAWZ0DT2E"]
["2004-03-11","2004-03-16","2004-04-02",null,null,"8779/2004","VaK JČ a.s.","Město Hluboká nad Vltavou","3102-736791-00244899-1/1","Přívodní řad-VDJ Chlumec- VDJ Purkarec - Purkarec",null,"zrušeno 64309/2019",null,null,null,null,null,"KUCBAWZ0DT2E"]
["2004-03-11","2004-03-16","2004-04-02",null,null,"8779/2004","VaK JČ a.s.","Město Hluboká nad Vltavou","3102-736791-00244899-1/2","Rozvodný vodovodní řad Purkarec",null,"zrušeno 64309/2019",null,null,null,null,null,"KUCBAWZ0DT2E"]
["2004-03-11","2004-03-16","2004-04-02",null,null,"8779/2004","VaK JČ a.s.","Město Hluboká nad Vltavou","3102-736791-00244899-4/1","Čistírna odpadních vod Purkarec",null,"zrušeno 64309/2019",null,null,null,null,null,"KUCBAWZ0DT2E"]
["2004-03-11","2004-03-16","2004-04-02",null,null,"8779/2004","VaK JČ a.s.","Město Hluboká nad Vltavou","3102-736791-00244899-3/1","Stoková síť Purkarec",null,"zrušeno 64309/2019",null,null,null,null,null,"KUCBAWZ0DT2E"]
["2004-03-11","2004-03-16","2004-04-02",null,null,"8779/2004","VaK JČ a.s.","Město Hluboká nad Vltavou","3102-639583-00244899-1/1","Rozvodný vodovodní řad Bavorovice",null,"zrušeno 64309/2019",null,null,null,null,null,"KUCBAWZ0DT2E"]
["2004-03-11","2004-03-16","2004-04-02",null,null,"8779/2004","VaK JČ a.s.","Město Hluboká nad Vltavou","3102-639583-00244899-3/1","Kanalizace Bavorovice",null,"zrušeno 64309/2019",null,null,null,null,null,"KUCBAWZ0DT2E"]
["2011-06-15","2011-07-08","2011-07-26",null,null,"23529/2011","ČEVAK a.s.","Město Hluboká nad Vltavou","3102-639605-00244899-4/3","Hluboká nad Vlt. - ČOV sportovní areál",null,"zrušeno 64309/2019",null,null,null,null,null,"KUCBAWZ0DT2E"]
["2011-06-15","2011-07-08","2011-07-26",null,null,"23529/2011","ČEVAK a.s.","Město Hluboká nad Vltavou","3102-639605-00244899-3/4","Hluboká nad Vlt. - stoková síť napojená na  ČOV sportovní areál",null,"zrušeno 64309/2019",null,null,null,null,null,"KUCBAWZ0DT2E"]
["2011-06-15","2011-07-08","2011-07-26",null,null,"23529/2011","ČEVAK a.s.","Město Hluboká nad Vltavou","3102-639605-00244899-3/5","Hluboká nad Vlt. - stoková síť napojená na VKV 1 až VKV 11",null,"zrušeno 64309/2019",null,null,null,null,null,"KUCBAWZ0DT2E"]
["2011-06-15","2011-07-08","2011-07-26",null,null,"23529/2011","ČEVAK a.s.","Město Hluboká nad Vltavou","3102-639605-00244899-1/1","Hluboká nad Vltavou - RVS včetně Zvolenovské a ZOO Ohrada",null,"změna 64309/2019, změna 77310/2022, změna 134537/2023","České Budějovice","Hluboká nad Vltavou","vodovod","Ing. Martin Kalač",null,"KUCBAWZ0DT2E"]
["2019-06-03","2019-07-22","2019-08-08",null,null,"64309/2019","ČEVAK a.s.","Město Hluboká nad Vltavou","3102-639583-00244899-1/1","Hluboká nad Vltavou - Bavorovice - vodovodní síť",null,"změna 77310/2022, změna 134537/2023","České Budějovice","Hluboká nad Vltavou","vodovod","Ing. Martin Kalač"]
["2019-06-03","2019-07-22","2019-08-08",null,null,"64309/2019","ČEVAK a.s.","Město Hluboká nad Vltavou","3102-639613-00244899-1/1","Hluboká nad Vltavou - Munice - vodovodní síť",null,"změna 77310/2022, změna 134537/2023","České Budějovice","Hluboká nad Vltavou","vodovod","Ing. Martin Kalač"]
["2019-06-03","2019-07-22","2019-08-08",null,null,"64309/2019","ČEVAK a.s.","Město Hluboká nad Vltavou","3102-736791-00244899-1/1","Hluboká nad Vltavou - Purkarec - přívodní řad: VDJ Chlumec - VDJ Purkarec",null,"změna 77310/2022, změna 134537/2023","České Budějovice","Hluboká nad Vltavou","vodovod","Ing. Martin Kalač"]
["2019-06-03","2019-07-22","2019-08-08",null,null,"64309/2019","ČEVAK a.s.","Město Hluboká nad Vltavou","3102-736791-00244899-1/2","Hluboká nad Vltavou - Purkarec - vodovodní síť",null,"změna 77310/2022, změna 134537/2023","České Budějovice","Hluboká nad Vltavou","vodovod","Ing. Martin Kalač"]
["2019-06-03","2019-07-22","2019-08-08",null,null,"64309/2019","ČEVAK a.s.","Město Hluboká nad Vltavou","3102-639583-00244899-3/1","Hluboká nad Vltavou - Bavorovice - stoková síť napojená na VKV 1, VKV 2 a VKV 3",null,"změna 77310/2022, změna 134537/2023","České Budějovice","Hluboká nad Vltavou","kanalizace","Ing. Martin Kalač"]
["2019-06-03","2019-07-22","2019-08-08",null,null,"64309/2019","ČEVAK a.s.","Město Hluboká nad Vltavou","3102-639605-00244899-3/1","Hluboká nad Vltavou - stoková síť napojená na ČOV město",null,"změna 77310/2022, změna 134537/2023","České Budějovice","Hluboká nad Vltavou","kanalizace","Ing. Martin Kalač"]
["2019-06-03","2019-07-22","2019-08-08",null,null,"64309/2019","ČEVAK a.s.","Město Hluboká nad Vltavou","3102-639605-00244899-3/2","Hluboká nad Vltavou - stoková síť napojená na ČOV Zámostí",null,"změna 77310/2022, změna 134537/2023","České Budějovice","Hluboká nad Vltavou","kanalizace","Ing. Martin Kalač"]
["2019-06-03","2019-07-22","2019-08-08",null,null,"64309/2019","ČEVAK a.s.","Město Hluboká nad Vltavou","3102-639605-00244899-3/3","Hluboká nad Vltavou - stoková síť napojená na ČOV Zvolenská",null,"změna 77310/2022, změna 134537/2023","České Budějovice","Hluboká nad Vltavou","kanalizace","Ing. Martin Kalač"]
["2019-06-03","2019-07-22","2019-08-08",null,null,"64309/2019","ČEVAK a.s.","Město Hluboká nad Vltavou","3102-639605-00244899-3/4","Hluboká nad Vltavou - napojená na VKV 1 až VKV 11",null,"změna 77310/2022, změna 134537/2023","České Budějovice","Hluboká nad Vltavou","kanalizace","Ing. Martin Kalač"]
["2019-06-03","2019-07-22","2019-08-08",null,null,"64309/2019","ČEVAK a.s.","Město Hluboká nad Vltavou","3102-639613-00244899-3/1","Hluboká nad Vltavou - Munice - stoková síť",null,"změna 77310/2022, změna 134537/2023","České Budějovice","Hluboká nad Vltavou","kanalizace","Ing. Martin Kalač"]
["2019-06-03","2019-07-22","2019-08-08",null,null,"64309/2019","ČEVAK a.s.","Město Hluboká nad Vltavou","3102-736791-00244899-3/1","Hluboká nad Vltavou - Purkarec - stoková síť",null,"změna 77310/2022, změna 134537/2023","České Budějovice","Hluboká nad Vltavou","kanalizace","Ing. Martin Kalač"]
["2019-06-03","2019-07-22","2019-08-08",null,null,"64309/2019","ČEVAK a.s.","Město Hluboká nad Vltavou","3102-639605-00244899-4/1","Hluboká nad Vltavou - ČOV Zámostí",null,"změna 77310/2022, změna 134537/2023","České Budějovice","Hluboká nad Vltavou","kanalizace","Ing. Martin Kalač"]
["2019-06-03","2019-07-22","2019-08-08",null,null,"64309/2019","ČEVAK a.s.","Město Hluboká nad Vltavou","3102-639605-00244899-4/2","Hluboká nad Vltavou - ČOV město",null,"změna 77310/2022, změna 134537/2023","České Budějovice","Hluboká nad Vltavou","kanalizace","Ing. Martin Kalač"]
["2019-06-03","2019-07-22","2019-08-08",null,null,"64309/2019","ČEVAK a.s.","Město Hluboká nad Vltavou","3102-639613-00244899-4/1","Hluboká nad Vltavou - Munice ČOV",null,"změna 77310/2022, změna 134537/2023","České Budějovice","Hluboká nad Vltavou","kanalizace","Ing. Martin Kalač"]
["2019-06-03","2019-07-22","2019-08-08",null,null,"64309/2019","ČEVAK a.s.","Město Hluboká nad Vltavou","3102-736791-00244899-4/1","Hluboká nad Vltavou - Purkarec ČOV",null,"změna 77310/2022, změna 134537/2023","České Budějovice","Hluboká nad Vltavou","kanalizace","Ing. Martin Kalač"]
["2022-06-20","2022-07-08","2022-07-27",null,null,"77310/2022","ČEVAK a.s.","Město Hluboká nad Vltavou","3102-670065-00244899-4/1","Hluboká nad Vltavou - Kostelec ČOV",null,"změna 134537/2023","České Budějovice","Hluboká nad Vltavou","kanalizace","Ing. Martin Kalač"]
["2023-11-10","2023-12-06","2023-12-29",null,null,"134537/2023","ČEVAK a.s.","Město Hluboká nad Vltavou","3102-670065-00244899-3/1","Hluboká nad Vlt. – Kostelec – stoková síť",null,null,"České Budějovice","Hluboká nad Vltavou","kanalizace","Ing. Martin Kalač"]
["2004-03-11","2004-03-16","2004-04-02",null,null,"8779/2004","ČEVAK a.s.","Obec Modrá Hůrka","3115-763802-00581763-1/2","Rozvodný vodovodní řad Modrá Hůrka",null,null,null,null,null,null,null,"KUCBAWZ0DT2E"]
["2004-03-11","2004-03-16","2004-04-02",null,null,"8779/2004","ČEVAK a.s.","Obec Modrá Hůrka","3115-763802-00581763-1/3","Přiváděcí řad-napojení na L 300 po Modrou Hůrku",null,null,null,null,null,null,null,"KUCBAWZ0DT2E"]
["2004-03-11","2004-03-16","2004-04-02",null,null,"8779/2004","ČEVAK a.s.","Obec Modrá Hůrka","3115-763802-00581763-1/1","Rozvodný vodovodní řad Pořežánky",null,null,null,null,null,null,null,"KUCBAWZ0DT2E"]
["2004-03-11","2004-03-16","2004-04-02",null,null,"8792/2004","VaK JČ a.s.","Obec Staňkov","3114-753548-00666530-3/1","Staňkov Kanalizace",null,"zrušeno rozhodnutím 14781/2006 ",null,null,null,null,null,"KUCBAWZ0DT2E"]
["2004-03-11","2004-03-16","2004-04-02",null,null,"8792/2004","VaK JČ a.s.","Jihočeský vodárenský svaz","3114-686697-49021117-2/1","ÚV Lomnice nad Lužnicí",null,"zrušeno rozhodnutím 28614/2009",null,null,null,null,null,"KUCBAWZ0DT2E"]
["2004-03-11","2004-03-16","2004-04-02",null,null,"8792/2004","VaK JČ a.s.","Jihočeský vodárenský svaz","3105-704971-49021117-4/1","ČOV Nová Bystřice",null,"zrušeno rozhodnutím 5279/2005 ze dne 4.3.2005",null,null,null,null,null,"KUCBAWZ0DT2E"]
["2004-03-11","2004-03-16","2004-04-02",null,null,"8792/2004","VaK JČ a.s.","Jihočeský vodárenský svaz","3104-624403-49021117-4/1","ČOV Dačice",null,"zrušeno rozhodnutím 5279/2005 ze dne 4.3.2005",null,null,null,null,null,"KUCBAWZ0DT39"]
["2004-03-11","2004-03-16","2004-04-02",null,null,"8780/2004","VaK JČ a.s.","Město Strakonice, Obec Katovice, Obec Mutěnice, Obec Radošovice, obec Pracejovice","3111-664529-00251810-1/1","PŘ VI  ÚV  PRACEJOVICE– VDJ KATOVICE",null,null,null,null,null,null,null,"KUCBAWZ0DT39"]
["2004-03-11","2004-03-16","2004-04-02",null,null,"8780/2004","VaK JČ a.s.","Město Strakonice, Obec Katovice, Obec Mutěnice, Obec Radošovice, obec Pracejovice","3111-755940-00251810-1/2","PŘ III ÚV PRACEJOVICE – VDJ KUŘIDLO",null,null,null,null,null,null,null,"KUCBAWZ0DT39"]
["2004-03-11","2004-03-16","2004-04-02",null,null,"8780/2004","VaK JČ a.s.","Město Strakonice, Obec Katovice, Obec Mutěnice, Obec Radošovice, obec Pracejovice","3111-726940-00251810-2/1","ÚV PRACEJOVICE",null,"zrušeno rozhodnutí  3935/2006 ze dne 28.2.2006",null,null,null,null,null,"KUCBAWZ0DT39"]
["2004-03-11","2004-03-16","2004-04-02",null,null,"8780/2004","VaK JČ a.s.","Město Strakonice, Obec Katovice, Obec Mutěnice, Obec Radošovice, obec Pracejovice","3111-726940-00251810-2/2","PRAMENIŠTĚ PRACEJOVICE –nenapojené vrty",null,"zrušeno rozhodnutí  3935/2006 ze dne 28.2.2006",null,null,null,null,null,"KUCBAWZ0DT39"]
["2004-03-11","2004-03-16","2004-04-02",null,null,"8780/2004","VaK JČ a.s.","Město Strakonice, Obec Katovice, Obec Mutěnice, Obec Radošovice, obec Pracejovice","3111-726940-00251810-2/3","BŘEHOVÝ JÍMACÍ OBJEKT -nevyužíván",null,"zrušeno rozhodnutí  3935/2006 ze dne 28.2.2006",null,null,null,null,null,"KUCBAWZ0DT39"]
["2004-03-11","2004-03-16","2004-04-02",null,null,"8780/2004","VaK JČ a.s.","Město Strakonice, Obec Katovice, Obec Mutěnice, Obec Radošovice, obec Pracejovice","3111-700436-00251810-2/1","ČS MUTĚNICE",null,"zrušeno rozhodnutí  3935/2006 ze dne 28.2.2006",null,null,null,null,null,"KUCBAWZ0DT39"]
["2004-03-11","2004-03-16","2004-04-02",null,null,"8780/2004","VaK JČ a.s.","Město Strakonice","3111-755931-00251810-1/1","PŘ I ÚV HAJSKÁ – VDJ PODSRP(I, II)",null,"zrušeno rozhodnutí  3935/2006 ze dne 28.2.2006",null,null,null,null,null,"KUCBAWZ0DT39"]
["2004-03-11","2004-03-16","2004-04-02",null,null,"8780/2004","VaK JČ a.s.","Město Strakonice","3111-755931-00251810-1/2","PŘ II  VDJ PODSRP(I,II) - VDJ PTÁKOVICE",null,"zrušeno rozhodnutí  3935/2006 ze dne 28.2.2006",null,null,null,null,null,"KUCBAWZ0DT39"]
["2004-03-11","2004-03-16","2004-04-02",null,null,"8780/2004","VaK JČ a.s.","Město Strakonice","3111-755915-00251810-1/1","RVS STRAKONICE",null,"zrušeno rozhodnutí  3935/2006 ze dne 28.2.2006",null,null,null,null,null,"KUCBAWZ0DT39"]
["2004-03-11","2004-03-16","2004-04-02",null,null,"8780/2004","VaK JČ a.s.","Město Strakonice","3111-755940-00251810-1/1","RVS ZA RÁJEM",null,"zrušeno rozhodnutí  3935/2006 ze dne 28.2.2006",null,null,null,null,null,"KUCBAWZ0DT39"]
["2004-03-11","2004-03-16","2004-04-02",null,null,"8780/2004","VaK JČ a.s.","Město Strakonice","3111-755940-00251810-1/3","PŘ IV  VDJ KUŘIDLO – ČS ZA RÁJEM",null,"zrušeno rozhodnutí  3935/2006 ze dne 28.2.2006",null,null,null,null,null,"KUCBAWZ0DT39"]
["2004-03-11","2004-03-16","2004-04-02",null,null,"8780/2004","VaK JČ a.s.","Město Strakonice","3111-755940-00251810-1/4","RVS STARÝ DRAŽEJOV",null,"zrušeno rozhodnutí  3935/2006 ze dne 28.2.2006",null,null,null,null,null,"KUCBAWZ0DT39"]
["2004-03-11","2004-03-16","2004-04-02",null,null,"8780/2004","VaK JČ a.s.","Město Strakonice","3111-755940-00251810-1/5","PŘ  I ST.DRAŽEJOV (STUDNA – ČS)",null,"zrušeno rozhodnutí  3935/2006 ze dne 28.2.2006",null,null,null,null,null,"KUCBAWZ0DT39"]
["2004-03-11","2004-03-16","2004-04-02",null,null,"8780/2004","VaK JČ a.s.","Město Strakonice","3111-755940-00251810-1/6","PŘ II ST.DRAŽEJOV (ČS – VDJ)",null,"zrušeno rozhodnutí  3935/2006 ze dne 28.2.2006",null,null,null,null,null,"KUCBAWZ0DT39"]
["2004-03-11","2004-03-16","2004-04-02",null,null,"8780/2004","VaK JČ a.s.","Město Strakonice","3111-697761-00251810-1/1","PŘ MODLEŠOVICE (STUDNY – ČS)",null,"zrušeno rozhodnutí  3935/2006 ze dne 28.2.2006",null,null,null,null,null,"KUCBAWZ0DT39"]
["2004-03-11","2004-03-16","2004-04-02",null,null,"8780/2004","VaK JČ a.s.","Město Strakonice","3111-697761-00251810-1/2","RVS MODLEŠOVICE",null,"zrušeno rozhodnutí  3935/2006 ze dne 28.2.2006",null,null,null,null,null,"KUCBAWZ0DT39"]
["2004-03-11","2004-03-16","2004-04-02",null,null,"8780/2004","VaK JČ a.s.","Město Strakonice","3111-697753-00251810-2/1","ÚV HAJSKÁ (objekt+prameniště)",null,"zrušeno rozhodnutí  3935/2006 ze dne 28.2.2006",null,null,null,null,null,"KUCBAWZ0DT39"]
["2004-03-11","2004-03-16","2004-04-02",null,null,"8780/2004","VaK JČ a.s.","Město Strakonice","3111-697753-00251810-2/2","PRAMENIŠTĚ HAJSKÁ –vrty nenapojené",null,"zrušeno rozhodnutí  3935/2006 ze dne 28.2.2006",null,null,null,null,null,"KUCBAWZ0DT39"]
["2004-03-11","2004-03-16","2004-04-02",null,null,"8780/2004","VaK JČ a.s.","Město Strakonice","3111-755940-00251810-2/1","STUDNA ZA RÁJEM",null,"zrušeno rozhodnutí  3935/2006 ze dne 28.2.2006",null,null,null,null,null,"KUCBAWZ0DT39"]
["2004-03-11","2004-03-16","2004-04-02",null,null,"8780/2004","VaK JČ a.s.","Město Strakonice","3111-755940-00251810-2/2","STUDNA ST.DRAŽEJOV-posílení",null,"zrušeno rozhodnutí  3935/2006 ze dne 28.2.2006",null,null,null,null,null,"KUCBAWZ0DT39"]
["2004-03-11","2004-03-16","2004-04-02",null,null,"8780/2004","VaK JČ a.s.","Město Strakonice","3111-697761-00251810-2/1","ČS MODLEŠOVICE",null,"zrušeno rozhodnutí  3935/2006 ze dne 28.2.2006",null,null,null,null,null,"KUCBAWZ0DT39"]
["2004-03-11","2004-03-16","2004-04-02",null,null,"8780/2004","VaK JČ a.s.","Město Strakonice","3111-697761-00251810-2/2","VRTY MODLEŠOVICE M1,M2 -nenapojené",null,"zrušeno rozhodnutí  3935/2006 ze dne 28.2.2006",null,null,null,null,null,"KUCBAWZ0DT39"]
["2004-03-11","2004-03-16","2004-04-02",null,null,"8780/2004","VaK JČ a.s.","Město Strakonice","3111-755915-00251810-3/1","STOKOVÁ SÍŤ STRAKONICE",null,"zrušeno rozhodnutí  3935/2006 ze dne 28.2.2006",null,null,null,null,null,"KUCBAWZ0DT39"]
["2004-03-11","2004-03-16","2004-04-02",null,null,"8780/2004","VaK JČ a.s.","Město Strakonice","3111-755915-00251810-4/1","ČOV STRAKONICE",null,"zrušeno rozhodnutí  3935/2006 ze dne 28.2.2006",null,null,null,null,null,"KUCBAWZ0DT39"]
["2004-03-11","2004-03-16","2004-04-02",null,null,"8780/2004","VaK JČ a.s.","Obec Pracejovice","3111-726940-00251682- 1/1","RVS PRACEJOVICE",null,"zrušeno rozhodnutím 31763/2005",null,null,null,null,null,"KUCBAWZ0DT39"]
["2004-03-11","2004-03-16","2004-04-02",null,null,"8780/2004","VaK JČ a.s.","Obec Pracejovice","3111-726940-00251682- 3/1","STOKOVÁ SÍŤ PRACEJOVICE",null,"zrušeno rozhodnutím 31763/2005",null,null,null,null,null,"KUCBAWZ0DT39"]
["2004-03-11","2004-03-16","2004-04-02",null,null,"8780/2004","VaK JČ a.s.","Obec Pracejovice","3111-726940-00251682- 4/1","ČOV PRACEJOVICE",null,"zrušeno rozhodnutím 31763/2005",null,null,null,null,null,"KUCBAWZ0DT39"]
["2004-03-11","2004-03-16","2004-04-02",null,null,"8780/2004","VaK JČ a.s.","Obec Bezdědovice","3101-603457-00476838-1/1","RVS  BEZDĚDOVICE",null,null,null,null,null,null,null,"KUCBAWZ0DT39"]
["2004-03-11","2004-03-16","2004-04-02",null,null,"8780/2004","VaK JČ a.s.","Město Blatná, obec Bezdědovice","3101-603457-00250996-1/1","PŘ I jímací objekt - ÚV Bezdědovice",null,"změna 35677/2020, 98645/2025","Blatná",null,"vodovod","Ing. Martin Kalač",null,"KUCBAWZ0DT9F"]
["2004-03-11","2004-03-16","2004-04-02",null,null,"8780/2004","VaK JČ a.s.","Město Blatná, obec Bezdědovice","3101-603457-00250996-1/2","PŘ II ÚV Bezdědovice - VDJ Blatná ( 2x500m3)",null,"změna 35677/2020, 98645/2025","Blatná",null,"vodovod","Ing. Martin Kalač",null,"KUCBAWZ0DT9F"]
["2004-03-11","2004-03-16","2004-04-02",null,null,"8780/2004","VaK JČ a.s.","Město Blatná, obec Bezdědovice","3101-603457-00250996-2/1","ÚV Bezdědovice",null,"změna 35677/2020, zurušeno 98645/2025","Blatná",null,"vodovod","Ing. Martin Kalač",null,"KUCBAWZ0DT9F"]
["2004-03-11","2004-03-16","2004-04-02",null,null,"8780/2004","ČEVAK a.s.","město Blatná","3101-605247-00250996-1/1","RVS BLATNÁ (včetně zásobních řadů)",null,"změna 35677/2020, 98645/2025","Blatná","Blatná","vodovod","Ing. Martin Kalač",null,"KUCBAWZ0DT39"]
["2004-03-11","2004-03-16","2004-04-02",null,null,"8780/2004","ČEVAK a.s.","město Blatná","3101-605247-00250996-3/1","STOKOVÁ SÍŤ BLATNÁ",null,"změna 35677/2020, 98645/2025","Blatná","Blatná","kanalizace","Ing. Martin Kalač",null,"KUCBAWZ0DT39"]
["2004-03-11","2004-03-16","2004-04-02",null,null,"8780/2004","ČEVAK a.s.","město Blatná","3101-605247-00250996-4/1","ČOV BLATNÁ",null,"změna 35677/2020, 98645/2025","Blatná","Blatná","kanalizace","Ing. Martin Kalač",null,"KUCBAWZ0DT39"]
["2020-03-06","2020-05-06","2020-05-28",null,null,"35677/2020","ČEVAK a.s.","město Blatná","3101-619060-00250996-1/1","Čekanice, PŘ - surová voda",null,"změna 98645/2025","Blatná","Blatná","vodovod","Ing. Martin Kalač"]
["2020-03-06","2020-05-06","2020-05-28",null,null,"35677/2020","ČEVAK a.s.","město Blatná","3101-619060-00250996-1/2","Čekanice, RVS",null,"změna 98645/2025","Blatná","Blatná","vodovod","Ing. Martin Kalač"]
["2020-03-06","2020-05-06","2020-05-28",null,null,"35677/2020","ČEVAK a.s.","město Blatná","3101-619060-00250996-2/1","Čekanice, S1, S2, vrt ČK 1",null,"změna 98645/2025","Blatná","Blatná","vodovod","Ing. Martin Kalač"]
["2004-03-11","2004-03-16","2004-04-02",null,null,"8780/2004","ČEVAK a.s.","Obec Střelské Hoštice","3111-757489-00251844-1/1","PŘ (ÚV-VDJ St.Hoštice)",null,"zrušeno 104951/2024",null,null,null,null,null,"KUCBAWZ0DT39"]
["2004-03-11","2004-03-16","2004-04-02",null,null,"8780/2004","ČEVAK a.s.","Obec Střelské Hoštice","3111-757489-00251844-1/2","RVS Střelské Hoštice",null,"zrušeno 104951/2024",null,null,null,null,null,"KUCBAWZ0DT39"]
["2004-03-11","2004-03-16","2004-04-02",null,null,"8780/2004","ČEVAK a.s.","Obec Střelské Hoštice","3111-671614-00251844-2/1","ÚV Střelské Hoštice",null,"zrušeno 104951/2024",null,null,null,null,null,"KUCBAWZ0DT39"]
["2004-03-11","2004-03-16","2004-04-02",null,null,"8780/2004","ČEVAK a.s.","Obec Střelské Hoštice","3111-757489-00251844-2/1","vrty V1, SH1, HJ1 - nenapojené",null,"zrušeno 104951/2024",null,null,null,null,null,"KUCBAWZ0DT39"]
["2004-03-11","2004-03-16","2004-04-02",null,null,"8780/2004","ČEVAK a.s.","Obec Střelské Hoštice","3111-757489-00251844-3/1","Stoková síť Střelské Hoštice",null,"zrušeno 104951/2024",null,null,null,null,null,"KUCBAWZ0DT39"]
["2004-03-11","2004-03-16","2004-04-02",null,null,"8780/2004","ČEVAK a.s.","Obec Střelské Hoštice","3111-757489-00251844-4/1","ČOV Střelské Hoštice",null,"zrušeno 104951/2024",null,null,null,null,null,"KUCBAWZ0DT39"]
["2024-08-30","2024-10-11","2024-10-30",null,null,"104951/2024","ČEVAK a.s.","Obec Střelské Hoštice","3111-757489-00251844-1/1"," Střelské Hoštice, Kozlov - vodovodní síť",null,"změna 111228/2025"]
["2024-08-30","2024-10-11","2024-10-30",null,null,"104951/2024","ČEVAK a.s.","Obec Střelské Hoštice","3111-671614-00251844-2/1"," Střelské Hoštice - ÚV",null,"změna 111228/2025"]
["2024-08-30","2024-10-11","2024-10-30",null,null,"104951/2024","ČEVAK a.s.","Obec Střelské Hoštice","3111-757489-00251844-2/1"," Střelské Hoštice - vrty V1, SH1, HJ1 - nenapojené",null,"zrušeno 111228/2025"]
["2024-08-30","2024-10-11","2024-10-30",null,null,"104951/2024","ČEVAK a.s.","Obec Střelské Hoštice","3111-757489-00251844-3/1"," Střelské Hoštice, Kozlov - stoková síť",null,"změna 111228/2025"]
["2024-08-30","2024-10-11","2024-10-30",null,null,"104951/2024","ČEVAK a.s.","Obec Střelské Hoštice","3111-757489-00251844-4/1"," Střelské Hoštice – ČOV",null,"změna 111228/2025"]
["2004-03-11","2004-03-16","2004-04-02",null,null,"8878/2004","ČEVAK a.s.","Obec Čakov","3102-656747-00581216-1/1","VDJ Jankov-síť Čakov",null,"zrušeno 123728/2025",null,null,null,null,null,"KUCBAWZ0DT39"]
["2004-03-11","2004-03-16","2004-04-02",null,null,"8878/2004","ČEVAK a.s.","Obec Čakov","3102-656747-00581216-1/2","Rozvodná vodovodní síť Čakov",null,"zrušeno 123728/2025",null,null,null,null,null,"KUCBAWZ0DT39"]
["2004-03-11","2004-03-16","2004-04-02",null,null,"8878/2004","ČEVAK a.s.","Obec Čakov","3102-656755-00581216-1/1","Rozvodná vodovodní síť Čakovec",null,"zrušeno 123728/2025",null,null,null,null,null,"KUCBAWZ0DT39"]
["2025-11-04","2025-12-09","2025-12-30",null,null,"123728/2025","ČEVAK a.s.","Obec Čakov","3102-656747-00581216-1/1","Čakov, Čakovec - vodovodní síť"]
["2004-03-11","2004-03-16","2004-04-02",null,null,"8878/2004","ČEVAK a.s.","Obec Čakov, Obec Jankov","3102-656780-00581216-1/1","Přívodní řad- Čakov – Jankov Z VS JČ",null,null,null,null,null,null,null,"KUCBAWZ0DT39"]
["2004-03-11","2004-03-16","2004-04-02",null,null,"8878/2004","ČEVAK a.s.","Obec Hosín","3102-645524-00244937-1/1","Rozvodná vodovodní síť Dobřejovice",null,"změna rozhodnutím 20263/2009, zrušeno 39380/2025","České Budějovice","Hosín","vodovod",null,null,"KUCBAWZ0DT39"]
["2005-04-28","2005-05-09","2005-05-27",null,null,"11428/2005","ČEVAK a.s.","Obec Hosín","3102-645532-00244937-1/1","Rozvodná vodovodní síť Hosín",null,"změna 39380/2025","České Budějovice","Hosín","vodovod",null,null,"KUCBAWZ0DTOC"]
["2009-06-17","2009-07-09","2009-07-28",null,null,"20263/2009","ČEVAK a.s.","Obec Hosín","3102-645524-00244937-1/2","VŠ na OC 225 - přeruš. Komora - obec Dobřejovice",null,"zrušeno 39380/2025","České Budějovice","Hosín","vodovod",null,null,"KUCBAWZ0DT39"]
["2006-04-04","2006-06-01","2006-06-22",null,null,"11032/2006","ČEVAK a.s.","Obec Hosín","3102-645524-00244937-3/1","stoková síť Dobřejovice",null,"změna KUJCK 34148/2007, 39380/2025","České Budějovice","Hosín","kanalizace",null,null,"KUCBAWZ0DTX3"]
["2006-04-04","2006-06-01","2006-06-22",null,null,"11032/2006","ČEVAK a.s.","Obec Hosín","3102-645532-00244937-3/1","stoková síť Hosín",null,"změna KUJCK 34148/2007, 39380/2025","České Budějovice","Hosín","kanalizace",null,null,"KUCBAWZ0DTX3"]
["2006-04-04","2006-06-01","2006-06-22",null,null,"11032/2006","ČEVAK a.s.","Obec Hosín","3102-645524-00244937-4/1","ČOV Dobřejovice",null,"změna KUJCK 34148/2007, 39380/2025","České Budějovice","Hosín","kanalizace",null,null,"KUCBAWZ0DTX3"]
["2025-03-25","2025-04-15","2025-05-02",null,null,"39380/2025","ČEVAK a.s.","Obec Hosín","3102-645524-00244937-1/1","Hosín – Dobřejovice- vodovodní síť",null,null,"České Budějovice","Hosín","vodovod"]
["2004-05-14","2004-05-14","2004-06-11",null,null,"15040/2004","Obec Hosín","Obec Hosín","3102-645524-00244937-3/1","Kanalizace Dobřejovice",null,"zrušeno rozhodnutím 13318/2006 ","České budějovice","Hosín","kanalizace","Vladimír Brožka",null,"KUCBAWZ0DTI6"]
["2004-03-11","2004-03-16","2004-04-02",null,null,"8878/2004","ČEVAK a.s.","Obec Hůry","3102-649651-00581381-1/1","Přiváděcí řad-vod.šachta Na Haldách-VDJ Hůry",null,null,null,null,null,null,null,"KUCBAWZ0DT44"]
["2004-03-11","2004-03-16","2004-04-02",null,null,"8878/2004","VaK JČ a.s.","Obec Doudleby","3102-662925-00244813-1/1","Přívod z VSJČ do VDJ Doudleby",null,"zrušeno rozhodnutím 28542/2009",null,null,null,null,null,"KUCBAWZ0DT44"]
["2004-03-11","2004-03-16","2004-04-02",null,null,"8878/2004","VaK JČ a.s.","Obec Doudleby","3102-631400-00244813-1/3","Rozvodná vodovodní síť Doudleby",null,"změna rozhodnutím 28542/2009, zrušeno 47564/2022",null,null,null,null,null,"KUCBAWZ0DT44"]
["2004-03-11","2004-03-16","2004-04-02",null,null,"8878/2004","VaK JČ a.s.","Obec Doudleby","3102-631400-00244813-1/1","VDJ Doudleby-RVS Straňany",null,"změna rozhodnutím 28542/2009, zrušeno 47564/2022",null,null,null,null,null,"KUCBAWZ0DT44"]
["2004-03-11","2004-03-16","2004-04-02",null,null,"8878/2004","VaK JČ a.s.","Obec Doudleby","3102-631400-00244813-1/2","Rozvodná vodovodní síť Straňany",null,"změna rozhodnutím 28542/2009, zrušeno 47564/2022",null,null,null,null,null,"KUCBAWZ0DT44"]
["2022-04-19","2022-05-13","2022-05-31",null,null,"47564/2022","ČEVAK a.s.","Obec Doudleby","3102-631400-00244813-1/1","Doudleby, Straňany - vodovodní síť"]
["2004-03-11","2004-03-16","2004-04-02",null,null,"8878/2004","VaK JČ a.s.","Obec Litvínovice","3102-686204-00245194-1/3","Rozvodná vodovodní síť Litvínovice-nová část",null,null,null,null,null,null,null,"KUCBAWZ0DT44"]
["2004-03-11","2004-03-16","2004-04-02",null,null,"8878/2004","VaK JČ a.s.","Obec Litvínovice","3102-686204-00245194-1/1","Rozvodná vodovodní síť Mokré – nová část",null,null,null,null,null,null,null,"KUCBAWZ0DT44"]
["2004-03-11","2004-03-16","2004-04-02",null,null,"8878/2004","VaK JČ a.s.","Obec Litvínovice","3102-686204-00245194-1/2","Rozvodná vodovodní síť Šindlovy dvory – nová část",null,null,null,null,null,null,null,"KUCBAWZ0DT44"]
["2004-03-11","2004-03-16","2004-04-02",null,null,"8878/2004","VaK JČ a.s.","Obec Římov","3106-745723-00245402-1/1","Přiváděcí řad-RŠ Velešín-VDJ Horní Vesce",null,"zrušeno 7818/2014",null,null,null,null,null,"KUCBAWZ0DT44"]
["2004-03-11","2004-03-16","2004-04-02",null,null,"8878/2004","VaK JČ a.s.","Obec Římov","3102-745723-00245402-1/1","Rozvodná vodovodní síť Římov",null,"zrušeno 7818/2014",null,null,null,null,null,"KUCBAWZ0DT44"]
["2004-03-11","2004-03-16","2004-04-02",null,null,"8878/2004","VaK JČ a.s.","Obec Římov","3102-745723-00245402-3/1","Stoková síť Římov",null,"zrušeno 7818/2014",null,null,null,null,null,"KUCBAWZ0DT44"]
["2004-03-11","2004-03-16","2004-04-02",null,null,"8878/2004","ČEVAK a.s.","Obec Římov","3102-745723-00245402-4/1","Čistírna odpadních vod Římov",null,"Změna 21904/2018",null,null,null,null,null,"KUCBAWZ0DT44"]
["2014-01-31","2014-02-24","2014-03-13",null,null,"7818/2014","ČEVAK a.s.","Obec Římov","3102-745723-00245402-1/1","Římov, Kladiny, Branišovice - vodovodní síť",null,"Změna 21904/2018",null,null,null,null,null,"KUCBAWZ0DT44"]
["2014-01-31","2014-02-24","2014-03-13",null,null,"7818/2014","ČEVAK a.s.","Obec Římov","3102-745723-00245402-3/1","Římov, Kladiny - stoková síť",null,"Změna 21904/2018",null,null,null,null,null,"KUCBAWZ0DT44"]
["2018-02-12","2018-03-01","2018-03-17",null,null,"21904/2018","ČEVAK a.s.","Obec Římov","3102-745651-00245402-1/1","Římov - Dolní Stropnice - vodovodní síť",null,null,null,null,null,null,null,"KUCBAWZ0DT44"]
["2018-02-12","2018-03-01","2018-03-17",null,null,"21904/2018","ČEVAK a.s.","Obec Římov","3102-745651-00245402-2/1","Římov - Dolní Stropnice -ÚV",null,null,null,null,null,null,null,"KUCBAWZ0DT44"]
["2004-03-11","2004-03-16","2004-04-02",null,null,"8878/2004","ČEVAK a.s.","Město Velešín","3106-777854-00246174-3/1","stoková síť – mezi ul. Budějovická, Šumavská –  město Velešín",null,null,null,null,null,null,null,"KUCBAWZ0DT44"]
["2004-03-11","2004-03-16","2004-04-02",null,null,"8878/2004","VaK JČ a.s.","Obec Dub","3109-633194-00250406-1/1","PŘ (za VDJ Strunk.) od ČS před VDJ Dub (100 m3)",null,"zrušeno 33496/2017",null,null,null,null,null,"KUCBAWZ0DT44"]
["2017-03-07","2017-04-28","2017-05-19",null,null,"33496/2017","ČEVAK a.s.","Obec Dub","3109-633194-00250406-2/1","Dub – prameniště pod Lipovickou ",null,null,null,null,null,null,null,"KUCBAWZ0DT44"]
["2017-03-07","2017-04-28","2017-05-19",null,null,"33496/2017","ČEVAK a.s.","Obec Dub","3109-633241-00250406-2/1","Dub – prameniště Pod Vrábčí",null,null,null,null,null,null,null,"KUCBAWZ0DT44"]
["2017-03-07","2017-04-28","2017-05-19",null,null,"33496/2017","ČEVAK a.s.","Obec Dub","3109-633194-00250406-1/1","Dub – přív. řad: ČS (za VDJ Strunk.) – VDJ Dub nový",null,null,null,null,null,null,null,"KUCBAWZ0DT44"]
["2017-03-07","2017-04-28","2017-05-19",null,null,"33496/2017","ČEVAK a.s.","Obec Dub","3109-633194-00250406-1/2","Dub – přív. řad: prameniště pod Lipovickou – VDJ Dub starý",null,null,null,null,null,null,null,"KUCBAWZ0DT44"]
["2017-03-07","2017-04-28","2017-05-19",null,null,"33496/2017","ČEVAK a.s.","Obec Dub","3109-633194-00205406-1/3","Dub – přív. řad: prameniště Pod Vrábčí – VDJ Dub starý",null,null,null,null,null,null,null,"KUCBAWZ0DT44"]
["2017-03-07","2017-04-28","2017-05-19",null,null,"33496/2017","ČEVAK a.s.","Obec Dub","3109-633194-00250406-1/4","Dub – vodovodní síť",null,null,null,null,null,null,null,"KUCBAWZ0DT44"]
["2004-03-11","2004-03-16","2004-04-02",null,null,"8878/2004","ČEVAK a.s.","Obec Chyšky","3107-655635-00249718-1/1","svodné řady od vrtů CH2, CH3 do ČS ÚV Chyšky, vč. vrtů",null,"Zrušeno 54671/2023","Milevsko","Chyšky","vodovod","Ing. Martin Kalač",null,"KUCBAWZ0DT44"]
["2004-03-11","2004-03-16","2004-04-02",null,null,"8878/2004","ČEVAK a.s.","Obec Chyšky","3107-655635-00249718-1/2","PŘ z obce Chyšky do VDJ Chyšky",null,"Zrušeno 54671/2023","Milevsko","Chyšky","vodovod","Ing. Martin Kalač",null,"KUCBAWZ0DT44"]
["2020-02-17","2020-08-13","2020-09-01",null,null,"25884/2020","ČEVAK a.s.","Obec Chyšky","3107-655635-00249718-1/3","PŘ HJ1 a HJ2 do ČS ÚV Chyšky",null,"Změna 54671/2023, zrušeno 68704/2025","Milevsko","Chyšky","vodovod","Ing. Martin Kalač"]
["2020-02-17","2020-08-13","2020-09-01",null,null,"25884/2020","ČEVAK a.s.","Obec Chyšky","3107-655635-00249718-1/4","PŘ z ČS ÚV Chyšky k RVS Chyšky",null,"Změna 54671/2023, zrušeno 68704/2025","Milevsko","Chyšky","vodovod","Ing. Martin Kalač"]
["2020-02-17","2020-08-13","2020-09-01",null,null,"25884/2020","ČEVAK a.s.","Obec Chyšky","3107-655635-00249718-1/5","RVS Chyšky",null,"Změna 54671/2023, zrušeno 68704/2025","Milevsko","Chyšky","vodovod","Ing. Martin Kalač"]
["2020-02-17","2020-08-13","2020-09-01",null,null,"25884/2020","ČEVAK a.s.","Obec Chyšky","3107-655635-00249718-2/1","ČS ÚV Chyšky",null,"Změna 54671/2023, zrušeno 68704/2025","Milevsko","Chyšky","vodovod","Ing. Martin Kalač"]
["2025-06-04","2025-06-24","2025-07-11",null,null,"68704/2025","ČEVAK a.s.","Obec Chyšky","3107-655635-00249718-1/1","Chyšky - přív.řad: vrty - ÚV Chyšky"]
["2025-06-04","2025-06-24","2025-07-11",null,null,"68704/2025","ČEVAK a.s.","Obec Chyšky","3107-655635-00249718-1/2","Chyšky, Květuš, Nová Ves, Vilín – vodovodní síť"]
["2025-06-04","2025-06-24","2025-07-11",null,null,"68704/2025","ČEVAK a.s.","Obec Chyšky","3107-655635-00249718-2/1","Chyšky - ÚV"]
["2004-03-11","2004-03-16","2004-04-02",null,null,"8878/2004","ČEVAK a.s.","Obec Hlupín","3111-639915-00477125-1/1","RVS HLUPÍN",null,null,null,null,null,null,null,"KUCBAWZ0DT44"]
["2004-03-11","2004-03-16","2004-04-02",null,null,"8878/2004","ČEVAK a.s.","Obec Mečichov","3111-692409-00251470-1/1","RVS MEČICHOV",null,null,null,null,null,null,null,"KUCBAWZ0DT44"]
["2004-03-11","2004-03-16","2004-04-02",null,null,"8878/2004","ČEVAK a.s.","Obec Březí","3101-613894-47256851-1/1","SVODNÉ ŘADY Z VRTŮ HJ-1, HJ-2, HJ-3  NA ÚV BŘEZÍ",null,null,null,null,null,null,null,"KUCBAWZ0DT44"]
["2004-03-11","2004-03-16","2004-04-02",null,null,"8878/2004","ČEVAK a.s.","Obec Březí","3101-613894-47256851-1/2","RVS BŘEZÍ",null,null,null,null,null,null,null,"KUCBAWZ0DT44"]
["2004-03-11","2004-03-16","2004-04-02",null,null,"8878/2004","ČEVAK a.s.","Obec Březí","3101-613894-47256851-2/1","ÚV   BŘEZÍ",null,null,null,null,null,null,null,"KUCBAWZ0DT44"]
["2004-03-11","2004-03-16","2004-04-02",null,null,"8878/2004","ČEVAK a.s.","Obec Lnáře","3101-686247-00251437- 1/1","RVS LNÁŘE",null,null,null,null,null,null,null,"KUCBAWZ0DT44"]
["2004-03-11","2004-03-16","2004-04-02",null,null,"8878/2004","ČEVAK a.s.","Obec Lnáře","3207-664308-00251437- 1/1","SVODNÉ ŘADY Z PRAMENIŠTĚ  KASEJOVKA DO VDJ  LNÁŘE",null,null,null,null,null,null,null,"KUCBAWZ0DT44"]
["2004-03-11","2004-03-16","2004-04-02",null,null,"8878/2004","ČEVAK a.s.","Obec Lnáře","3207-664308-00251437- 2/1","PRAMENIŠTĚ KASEJOVKA pro RVS LNÁŘE",null,null,null,null,null,null,null,"KUCBAWZ0DT44"]
["2004-03-11","2004-03-16","2004-04-02",null,null,"8878/2004","ČEVAK a.s.","Obec Lnáře","3101-686247-00251437-2/1","STUDNA S u Barocha  (Lnáře)",null,null,null,null,null,null,null,"KUCBAWZ0DT44"]
["2004-03-11","2004-03-16","2004-04-02",null,null,"9003/2004","ČEVAK a.s.","Anna Valtová","3101-686247-05091953-1/1","PŘ VDJ LNÁŘE – ZÁMEK LNÁŘE",null,"změna rozhodnutím 42410/2014, zrušeno 82579/2024",null,null,null,null,null,"KUCBAWZ0DT44"]
["2004-03-11","2004-05-10","2004-06-01","2004-03-18",null,"8898/2004","Domov důchodců Drhovle","Domov důchodců Drhovle","3801-632414-70869812-1/1","RVS Domov důchodců Drhovle",null,"změna rozhodnutím 20289/2009","Písek","Drhovle","vodovod","Zdeněk Malířský",null,"KUCBAWZ0DT9F"]
["2004-03-11","2004-05-10","2004-06-01","2004-03-18",null,"8898/2004","Domov důchodců Drhovle","Domov důchodců Drhovle","3801-632414-70869812-2/1","ÚV Domov důchodců Drhovle",null,"změna rozhodnutím 20289/2009","Písek","Drhovle","vodovod","Zdeněk Malířský",null,"KUCBAWZ0DT9F"]
["2004-03-11","2004-05-10","2004-06-01","2004-03-18",null,"8898/2004","Domov důchodců Drhovle","Domov důchodců Drhovle","3801-632414-70869812-3/1","KS Domov důchodců Drhovle",null,"změna rozhodnutím 20289/2009","Písek","Drhovle","kanalizace","Zdeněk Malířský",null,"KUCBAWZ0DT9F"]
["2004-03-11","2004-05-10","2004-06-01","2004-03-18",null,"8898/2004","Domov důchodců Drhovle","Domov důchodců Drhovle","3801-632414-70869812-4/1","ČOV Domov důchodců Drhovle",null,"změna rozhodnutím 20289/2009","Písek","Drhovle","kanalizace","Zdeněk Malířský",null,"KUCBAWZ0DT9F"]
["2004-03-17","2004-03-19","2004-04-08",null,null,"9385/2004","Obec Staré Město pod Landštejnem","Obec Staré Město pod Landštejnem","3105-754595-00247499-3/1","KS Staré Město pod Landštejnem",null,null,"Jindřichův Hradec","Staré Město pod Landštejnem","kanalizace","František Schorný",null,"KUCBAWZ0DT9F"]
["2004-03-17","2004-03-19","2004-04-08",null,null,"9385/2004","Obec Staré Město pod Landštejnem","Obec Staré Město pod Landštejnem","3105-754595-00247499-4/1","ČOV Staré Město pod Landštejnem",null,null,"Jindřichův Hradec","Staré Město pod Landštejnem","kanalizace","František Schorný",null,"KUCBAWZ0DT9F"]
["2004-02-24","2004-03-22","2004-04-09",null,null,"7516/2004","Obec Plavsko","Obec Plavsko","3105-721565-00512699-1/1","Plavsko-obecní vodovod",null,"změna rozhodnutím 20380/2016","Jindřichův Hradec","Plavsko","vodovod","Marek Jann",null,"KUCBAWZ0DT9F"]
["2004-02-24","2004-03-22","2004-04-09",null,null,"7516/2004","Obec Plavsko","Obec Plavsko","3105-721565-00512699-2/1","Úpravna vody Plavsko",null,"změna rozhodnutím 20380/2016","Jindřichův Hradec","Plavsko","vodovod","Marek Jann","Podzemní","KUCBAWZ0DT9F"]
["2004-02-24","2004-03-22","2004-04-09",null,null,"7516/2004","Obec Plavsko","Obec Plavsko","3105-721565-00512699-3/1","Stoková síť obce Plavsko",null,"změna rozhodnutím 20380/2016","Jindřichův Hradec","Plavsko","kanalizace","Marek Jann",null,"KUCBAWZ0DT9F"]
["2004-02-24","2004-03-22","2004-04-09",null,null,"7516/2004","Obec Plavsko","Obec Plavsko","3105-721565-00512699-4/1","ČOV Plavsko",null,"změna rozhodnutím 20380/2016","Jindřichův Hradec","Plavsko","kanalizace","Marek Jann",null,"KUCBAWZ0DT9F"]
["2016-02-04","2016-02-25","2016-03-16",null,null,"20380/2016","Obec Plavsko","Obec Plavsko","3105-721565-00512699-1/3","rozvodná vodovodní síť Plavsko",null,null,"Jindřichův Hradec","Plavsko","vodovod","Marek Jann",null,"KUCBAWZ0DT9F"]
["2004-03-12","2004-03-23","2004-04-17",null,null,"9162/2004","ČEVAK a.s.","Obec Malšice","3112-691275-00252522-3/1","Malšice – stoková síť",null,"změna 73351/2015",null,null,null,null,null,"KUCBAWZ0DT9F"]
["2004-03-12","2004-03-23","2004-04-17",null,null,"9162/2004","ČEVAK a.s.","Obec Malšice","3112-691275-00252522-4/1","ČOV Malšice",null,"změna 73351/2015",null,null,null,null,null,"KUCBAWZ0DT9F"]
["2004-03-12","2004-03-23","2004-04-17",null,null,"9162/2004","ČEVAK a.s.","Obec Malšice","3112-691275-00252522-1/1","Malšice – vodovodní síť",null,"změna 73351/2015",null,null,null,null,null,"KUCBAWZ0DT9F"]
["2004-03-12","2004-03-23","2004-04-17",null,null,"9162/2004","ČEVAK a.s.","Obec Malšice","3112-619485-00252522-1/1","Malšice – přid. řad: ČS Bezděčín – VDJ Čenkov",null,"změna 73351/2015",null,null,null,null,null,"KUCBAWZ0DT9F"]
["2015-10-01","2015-10-22","2015-11-11",null,null,"73351/2015","ČEVAK a.s.","Obec Malšice","3112-619485-00252522-3/1","SS Čenkov u Malšic",null,null,null,null,null,null,null,"KUCBAWZ0DT9F"]
["2015-10-01","2015-10-22","2015-11-11",null,null,"73351/2015","ČEVAK a.s.","Obec Malšice","3112-619485-00252522-4/1","ČOV Čenkov u Malšic",null,null,null,null,null,null,null,"KUCBAWZ0DT9F"]
["2004-03-12","2004-03-23","15.4.2004",null,null,"9161/2004","ČEVAK a.s.","Obec Jankov","3102-656780-00245020-1/1","Jankov – vodovodní síť",null,"změna 29407/2023",null,null,null,null,null,"KUCBAWZ0DT9F"]
["2023-03-01","2023-04-06","2023-04-22",null,null,"29407/2023","ČEVAK a.s.","Obec Jankov","3102-656780-00245020-3/1","Jankov - stoková síť"]
["2023-03-01","2023-04-06","2023-04-22",null,null,"29407/2023","ČEVAK a.s.","Obec Jankov","3102-656780-00245020-4/1","Jankov - ČOV"]
["2023-03-01","2023-04-06","2023-04-22",null,null,"29407/2023","ČEVAK a.s.","Obec Jankov","3102-656763-00245020-3/1","Jankov - Holašovice - stoková síť"]
["2023-03-01","2023-04-06","2023-04-22",null,null,"29407/2023","ČEVAK a.s.","Obec Jankov","3102-656763-00245020-4/1","Jankov - Holašovice - ČOV"]
["2004-03-23","2004-03-23","15.4.2004",null,null,"9701/2004","Obec Rodná","Obec Rodná","3112-740292-582450-1/1","RVS  Obec Rodná",null,null,"Tábor","Rodná","vodovod","František Novák",null,"KUCBAWZ0DT9F"]
["2004-03-23","2004-03-23","15.4.2004",null,null,"9701/2004","Obec Rodná","Obec Rodná","3112-740292-582450-3/1","KS  Obec Rodná",null,null,"Tábor","Rodná","kanalizace","František Novák",null,"KUCBAWZ0DT9F"]
["2004-03-12","2004-03-23","15.4.2004",null,null,"9160/2004","1.JVS a.s.","Obec Pištín","3102-721115-00581844-1/1","Pištín – vodovodní síť",null,"zrušeno 138780/2019",null,null,null,null,null,"KUCBAWZ0DT9F"]
["2007-03-28","2007-04-26","15.5.2007",null,null,"8968/2007","1.JVS a.s.","Obec Pištín","3102-721115-00581844-3/1","Pištín - stoková síť",null,"zrušeno 138780/2019",null,null,null,null,null,"KUCBAWZ0DT9F"]
["2007-03-28","2007-04-26","15.5.2007",null,null,"8968/2007","1.JVS a.s.","Obec Pištín","3102-721093-00581844-3/1","Češnovice - stoková síť",null,"zrušeno 138780/2019",null,null,null,null,null,"KUCBAWZ0DT9F"]
["2017-03-02","2017-03-27","13.4.2017",null,null,"31665/2017","ČEVAK a.s.","Obec Pištín","3102-721115-00581844-4/1","Pištín - ČOV",null,"zrušeno 138780/2019",null,null,null,null,null,"KUCBAWZ0DT9F"]
["2004-03-12","2004-03-23","15.4.2004",null,null,"9158/2004","ČEVAK a.s.","Město Trhové Sviny","3113-780901-00245551-1/1","Trhové Sviny – přiv.  řad: vrty - ÚV",null,null,null,null,null,null,null,"KUCBAWZ0DT9F"]
["2004-03-12","2004-03-23","15.4.2004",null,null,"9158/2004","ČEVAK a.s.","Město Trhové Sviny","3113-768154-00245551-1/1","Trhové Sviny – vodovodní síť",null,null,null,null,null,null,null,"KUCBAWZ0DT9F"]
["2004-03-12","2004-03-23","15.4.2004",null,null,"9158/2004","ČEVAK a.s.","Město Trhové Sviny","3113-768154-00245551-4/1","Trhové Sviny - ČOV",null,null,null,null,null,null,null,"KUCBAWZ0DT9F"]
["2004-03-12","2004-03-23","15.4.2004",null,null,"9158/2004","ČEVAK a.s.","Město Trhové Sviny","3113-768154-00245551-3/1","Trhové Sviny – stoková síť",null,null,null,null,null,null,null,"KUCBAWZ0DT9F"]
["2004-03-12","2004-03-23","15.4.2004",null,null,"9158/2004","ČEVAK a.s.","Město Trhové Sviny","3113-780901-00245551-2/1","Otěvěk - ÚV",null,null,null,null,null,null,null,"KUCBAWZ0DT9F"]
["2004-03-12","2004-03-23","15.4.2004",null,null,"9207/2004","ČEVAK a.s.","Obec Přední Výtoň","3103-734390-00246085-1/1","Přední Výtoň – přív. řady: zdroje – VDJ",null,"zrušeno 39374/2025",null,null,null,null,null,"KUCBAWZ0DT9F"]
["2004-03-12","2004-03-23","15.4.2004",null,null,"9207/2004","ČEVAK a.s.","Obec Přední Výtoň","3103-734390-00246085-1/2","Přední Výtoň – vodovodní síť",null,"změna 39374/2025",null,null,null,null,null,"KUCBAWZ0DT9F"]
["2004-03-12","2004-03-23","15.4.2004",null,null,"9207/2004","ČEVAK a.s.","Obec Přední Výtoň","3103-734390-00246085-2/1","Přední Výtoň – zdr. U V. potoka, na Šimkárně, Na O",null,"zrušeno 39374/2025",null,null,null,null,null,"KUCBAWZ0DT9F"]
["2004-03-12","2004-03-23","15.4.2004",null,null,"9207/2004","ČEVAK a.s.","Obec Přední Výtoň","3103-734403-00246085-4/1","ČOV Přední Výtoň",null,"změna 39374/2025",null,null,null,null,null,"KUCBAWZ0DT9F"]
["2004-03-12","2004-03-23","15.4.2004",null,null,"9207/2004","ČEVAK a.s.","Obec Přední Výtoň","3103-734390-00246085-3/1","Přední Výtoň – stoková síť",null,"změna 39374/2025",null,null,null,null,null,"KUCBAWZ0DT9F"]
["2025-03-25","2025-04-14","2025-05-02",null,null,"39374/2025","ČEVAK a.s.","Obec Přední Výtoň","3103-734390-00246085-1/1","Přední Výtoň - přív. řad: zdroje - ČSV Přední Výtoň - U potoka"]
["2025-03-25","2025-04-14","2025-05-02",null,null,"39374/2025","ČEVAK a.s.","Obec Přední Výtoň","3103-734390-00246085-1/3","Přední Výtoň - přív. řad: ČSV U potoka - VDJ Přední Výtoň"]
["2025-03-25","2025-04-14","2025-05-02",null,null,"39374/2025","ČEVAK a.s.","Obec Přední Výtoň","3103-734390-00246085-2/1","Přední Výtoň - vrty u potoka"]
["2004-03-12","2004-03-23","15.4.2004",null,null,"9205/2004","ČEVAK a.s.","Město Milevsko","3107-694673-00249831-1/1","Milevsko – vodovodní síť",null,null,null,null,null,null,null,"KUCBAWZ0DT9F"]
["2004-03-12","2004-03-23","15.4.2004",null,null,"9205/2004","ČEVAK a.s.","Město Milevsko","3107-694673-00249831-3/1","Milevsko – stoková síť",null,null,null,null,null,null,null,"KUCBAWZ0DT9F"]
["2004-03-12","2004-03-23","15.4.2004",null,null,"9205/2004","ČEVAK a.s.","Město Milevsko","3107-694673-00249831-4/1","ČOV Milevsko",null,null,null,null,null,null,null,"KUCBAWZ0DT9F"]
["2004-03-12","2004-03-23","15.4.2004",null,null,"9202/2004","1.JVS a.s.","Obec Loučovice","3103-687171-00245984-1/1","RVS od předáv. m. od žel. s. Lipno nad Vlt. (Loučovice)",null,"změna 39951/2013, zrušeno 153229/2022",null,null,null,null,null,"KUCBAWZ0DT9F"]
["2004-03-12","2004-03-23","15.4.2004",null,null,"9202/2004","1.JVS a.s.","Obec Loučovice","3103-687138-00245984-1/1","PŘ za ČS ÚV na VDJ 250 a VDJ 2x300 Loučovice",null,"změna 39951/2013, zrušeno 153229/2022",null,null,null,null,null,"KUCBAWZ0DT9F"]
["2004-03-12","2004-03-23","15.4.2004",null,null,"9202/2004","1.JVS a.s.","Obec Loučovice","3103-687138-00245984-1/2","RVS – Loučovice ",null,"změna 39951/2013, zrušeno 153229/2022",null,null,null,null,null,"KUCBAWZ0DT9F"]
["2004-03-12","2004-03-23","15.4.2004",null,null,"9202/2004","1.JVS a.s.","Obec Loučovice","3103-687138-00245984-2/1","ÚV – Loučovice (s 2 ČS)",null,"změna 39951/2013, zrušeno 153229/2022",null,null,null,null,null,"KUCBAWZ0DT9F"]
["2004-03-12","2004-03-23","15.4.2004",null,null,"9202/2004","1.JVS a.s.","Obec Loučovice","3103-687138-00245984-4/1","Loučovice ČOV – Svatý Prokop",null,"zrušeno 39951/2013",null,null,null,null,null,"KUCBAWZ0DT9F"]
["2004-03-12","2004-03-23","15.4.2004",null,null,"9202/2004","1.JVS a.s.","Obec Loučovice","3103-687138-00245984-3/1","stoková síť  Loučovice na ČOV Loučovice",null,"změna 39951/2013, zrušeno 153229/2022",null,null,null,null,null,"KUCBAWZ0DT9F"]
["2004-03-12","2004-03-23","15.4.2004",null,null,"9202/2004","1.JVS a.s.","Obec Loučovice","3103-687138-00245984-3/2","stoková síť pro ČOV – Sv. Prokop – Loučovice ",null,"zrušeno 39951/2013",null,null,null,null,null,"KUCBAWZ0DT9F"]
["2004-03-12","2004-03-23","15.4.2004",null,null,"9202/2004","1.JVS a.s.","Obec Loučovice","3103-687138-00245984-4/2","Loučovice ČOV ",null,"zrušeno 39951/2013",null,null,null,null,null,"KUCBAWZ0DT9F"]
["2013-07-16","2013-08-13","30.8.2013",null,null,"39951/2013","ČEVAK a.s.","Obec Loučovice","3103-687138-00245984-4/1","Loučovice - ČOV ",null,"změna153229/2022",null,null,null,null,null,"KUCBAWZ0DT9F"]
["2022-12-19","2023-01-09","2023-01-27",null,null,"153229/2022","ČEVAK a.s.","Obec Loučovice","3103-687138-00245984-1/1","Loučovice – vodovodní síť"]
["2022-12-19","2023-01-09","2023-01-27",null,null,"153229/2022","ČEVAK a.s.","Obec Loučovice","3103-687138-00245984-1/2","Loučovice, přívodní řad: vrty – ÚV Loučovice"]
["2022-12-19","2023-01-09","2023-01-27",null,null,"153229/2022","ČEVAK a.s.","Obec Loučovice","3103-687138-00245984-2/1","Loučovice - ÚV"]
["2022-12-19","2023-01-09","2023-01-27",null,null,"153229/2022","ČEVAK a.s.","Obec Loučovice","3103-687138-00245984-3/1","Loučovice – stoková síť na ČOV Loučovice"]
["2004-03-12","2004-03-23","15.4.2004",null,null,"9199/2004","ČEVAK a.s.","Obec Lipno nad vltavou","3103-684309-00245976-1/1","Lipno nad Vltavou – vodovodní síť",null,"změna 40404/2020, 123872/2025","Český Krumlov","Lipno nad Vlatvou","vodovod","ing. Martin Kalač",null,"KUCBAWZ0DT9F"]
["2004-03-12","2004-03-23","15.4.2004",null,null,"9199/2004","ČEVAK a.s.","Obec Lipno nad vltavou","3103-684309-00245976-2/2","Lipno nad Vltavou – Plískov - vrty",null,"změna 40404/2020, 123872/2025","Český Krumlov","Lipno nad Vlatvou","vodovod","ing. Martin Kalač",null,"KUCBAWZ0DT9F"]
["2004-03-12","2004-03-23","15.4.2004",null,null,"9199/2004","ČEVAK a.s.","Obec Lipno nad vltavou","3103-684309-00245976-1/2","Lipno nad Vlt. - přív. řad: vrty Plískov - VDJ",null,"změna 40404/2020, 123872/2025","Český Krumlov","Lipno nad Vlatvou","vodovod","ing. Martin Kalač",null,"KUCBAWZ0DT9F"]
["2004-03-12","2004-03-23","15.4.2004",null,null,"9199/2004","ČEVAK a.s.","Obec Lipno nad vltavou","3103-684309-00245976-1/3","Lipno nad Vlt. – přiv. řad: prameny Slupečná - ÚV",null,"změna 40404/2020, 123872/2025","Český Krumlov","Lipno nad Vlatvou","vodovod","ing. Martin Kalač",null,"KUCBAWZ0DT9F"]
["2004-03-12","2004-03-23","15.4.2004",null,null,"9199/2004","ČEVAK a.s.","Obec Lipno nad vltavou","3103-684309-00245976-2/1","Lipno nad Vlt. - odkyselení",null,"změna 40404/2020, 123872/2025","Český Krumlov","Lipno nad Vlatvou","vodovod","ing. Martin Kalač",null,"KUCBAWZ0DT9F"]
["2004-03-12","2004-03-23","15.4.2004",null,null,"9199/2004","ČEVAK a.s.","Obec Lipno nad vltavou","3103-684309-00245976-4/1","Lipno nad Vlt.  ČOV",null,"změna 40404/2020, 123872/2025","Český Krumlov","Lipno nad Vlatvou","kanalizace","ing. Martin Kalač",null,"KUCBAWZ0DT9F"]
["2004-03-12","2004-03-23","15.4.2004",null,null,"9199/2004","ČEVAK a.s.","Obec Lipno nad vltavou","3103-684309-00245976-3/1","Lipno nad Vlt. – stoková síť",null,"změna 40404/2020, 123872/2025","Český Krumlov","Lipno nad Vlatvou","kanalizace","ing. Martin Kalač",null,"KUCBAWZ0DT9F"]
["2020-03-16","2020-04-14","2020-05-05",null,null,"40404/2020","ČEVAK a.s.","Obec Lipno nad vltavou","3103-684309-00245976-1/4","Lipno nad Vlt. - přív, řad: zdroj Kramolín - VDJ Kramolín I",null,"změna 123872/2025","Český Krumlov","Lipno nad Vlatvou","vodovod","ing. Martin Kalač"]
["2020-03-16","2020-04-14","2020-05-05",null,null,"40404/2020","ČEVAK a.s.","Obec Lipno nad vltavou","3103-684309-00245976-2/3","Kramolín - odkyselení",null,"změna 123872/2025","Český Krumlov","Lipno nad Vlatvou","vodovod","ing. Martin Kalač"]
["2020-03-16","2020-04-14","2020-05-05",null,null,"40404/2020","ČEVAK a.s.","Obec Lipno nad vltavou","3103-684309-00245976-3/2","Kramolín - stoková síť",null,"zrušeno 123872/2025","Český Krumlov","Lipno nad Vlatvou","kanalizace","ing. Martin Kalač"]
["2020-03-16","2020-04-14","2020-05-05",null,null,"40404/2020","ČEVAK a.s.","Obec Lipno nad vltavou","3103-684309-00245976-4/2","Kramolín - ČOV",null,"zrušeno 123872/2025","Český Krumlov","Lipno nad Vlatvou","kanalizace","ing. Martin Kalač"]
["2004-03-12","2004-03-23","15.4.2004",null,null,"9179/2004","ČEVAK a.s.","Obec Sedlec","3102-746720-00245411-1/1","Sedlec – vodovodní sítě",null,"změna rozhodnutím 69819/2014",null,null,null,null,null,"KUCBAWZ0DT9F"]
["2004-03-12","2004-03-23","15.4.2004",null,null,"9179/2004","ČEVAK a.s.","Obec Sedlec","3102-746720-00245411-1/2","Sedlec – přív. řad: ČS Hlavatce - Sedlec",null,"změna rozhodnutím 69819/2014",null,null,null,null,null,"KUCBAWZ0DT9F"]
["2006-12-20","2007-01-23","10.2.2007",null,null,"412/2007","ČEVAK a.s.","Obec Sedlec","3102-746690-00245411-1/1","Sedlec - Lékařova Lhota - vod. Síť",null,"změna rozhodnutím 69819/2014",null,null,null,null,null,"KUCBAWZ0DT9F"]
["2014-12-01","2015-01-05","22.1.2015",null,null,"69819/2014","ČEVAK a.s.","Obec Sedlec","3102-746738-00245411-4/1","Sedlec - Vlhavy - ČOV",null,null,null,null,null,null,null,"KUCBAWZ0DT9F"]
["2014-12-01","2015-01-05","22.1.2015",null,null,"69819/2014","ČEVAK a.s.","Obec Sedlec","3102-746738-00245411-3/1","Sedlec - Vlhavy - stoková síť",null,null,null,null,null,null,null,"KUCBAWZ0DT9F"]
["2004-03-12","2004-03-23","15.4.2004",null,null,"9186/2004","ČEVAK a.s.","Obec Suchdol nad Lužnicí","3114-759147-00247561-1/1","Suchdol nad Luž. – vodovodní síť",null,null,null,null,null,null,null,"KUCBAWZ0DT9F"]
["2004-03-12","2004-03-23","15.4.2004",null,null,"9186/2004","ČEVAK a.s.","Obec Suchdol nad Lužnicí","3114-759147-00247561-1/2","Suchdol nad Luž. – přiv. řady: vrty - ÚV",null,null,null,null,null,null,null,"KUCBAWZ0DT9F"]
["2004-03-12","2004-03-23","15.4.2004",null,null,"9186/2004","ČEVAK a.s.","Obec Suchdol nad Lužnicí","3114-759147-00247561-2/1","Suchdol nad Luž. – úpravna vody ",null,null,null,null,null,null,null,"KUCBAWZ0DT9F"]
["2004-03-12","2004-03-23","15.4.2004",null,null,"9186/2004","ČEVAK a.s.","Obec Suchdol nad Lužnicí","3114-759147-00247561-3/1","Suchdol nad Luž. – stoková síť",null,null,null,null,null,null,null,"KUCBAWZ0DT9F"]
["2004-03-12","2004-03-23","15.4.2004",null,null,"9186/2004","ČEVAK a.s.","Obec Suchdol nad Lužnicí","3114-759147-00247561-4/1","Suchdol nad Luž.  ČOV",null,null,null,null,null,null,null,"KUCBAWZ0DT9F"]
["2004-03-23","2004-04-01","2004-04-23",null,null,"9745/2004","Obec Branice","Obec Branice","3107-609307-00249564-1/1","PŘ vrty B1 a B2 - VDJ",null,"změna 20246/2018","Milevsko","Branice","vodovod","Miroslav Pícha",null,"KUCBAWZ0DT9F"]
["2004-03-23","2004-04-01","2004-04-23",null,null,"9745/2004","Obec Branice","Obec Branice","3107-609307-00249564-1/2","RVS Branice",null,"změna 20246/2018","Milevsko","Branice","vodovod","Miroslav Pícha",null,"KUCBAWZ0DT9F"]
["2004-03-23","2004-04-01","2004-04-23",null,null,"9745/2004","Obec Branice","Obec Branice","3107-609307-00249564-2/1","ÚV Branice",null,"změna 20246/2018","Milevsko","Branice","vodovod","Miroslav Pícha","podzemní","KUCBAWZ0DT9F"]
["2004-03-23","2004-04-01","2004-04-23",null,null,"9745/2004","Obec Branice","Obec Branice","3107-609307-00249564-3/1","KS Branice",null,"změna 20246/2018","Milevsko","Branice","kanalizace","Miroslav Pícha",null,"KUCBAWZ0DT9F"]
["2018-02-07","2018-02-26","2018-03-21",null,null,"20246/2018","Obec Branice","Obec Branice","3107-609307-00249564-4/1","ČOV u č.p. 110",null,null,"Milevsko","Branice","kanalizace","Miroslav Pícha",null,"KUCBAWZ0DT9F"]
["2004-03-23","2004-03-23","2004-04-15",null,null,"9743/2004","Obec Jetětice","Obec Jetětice","3107-659185-00249734-1/1","PŘ vrt - ÚV Jetětice",null,"změna 45683/2011, 49230/2020","Milevsko","Jetětice","vodovod","Jana Valvodová",null,"KUCBAWZ0DTAA"]
["2004-03-23","2004-03-23","2004-04-15",null,null,"9743/2004","Obec Jetětice","Obec Jetětice","3107-659185-00249734-1/2","RVS Jetětice, Jetětické Samoty a Červená",null,"změna 45683/2011, 49230/2020","Milevsko","Jetětice","vodovod","Jana Valvodová",null,"KUCBAWZ0DTAA"]
["2004-03-23","2004-03-23","2004-04-15",null,null,"9743/2004","Obec Jetětice","Obec Jetětice","3107-659185-00249734-2/1","ÚV Jetětice",null,"změna 45683/2011, 49230/2020","Milevsko","Jetětice","vodovod","Jana Valvodová","podzemní","KUCBAWZ0DTAA"]
["2004-03-23","2004-03-23","2004-04-15",null,null,"9743/2004","Obec Jetětice","Obec Jetětice","3107-659185-00249734-3/1","KS Jetětice",null,"změna 45683/2011, 49230/2020","Milevsko","Jetětice","kanalizace","Jana Valvodová",null,"KUCBAWZ0DTAA"]
["2020-04-07","2020-05-11","2020-06-03",null,null,"49230/2020","Obec Jetětice","Obec Jetětice","3107-659185-00249734-4/1","ČOV Samoty",null,null,"Milevsko","Jetětice","kanalizace","Jana Valvodová"]
["2004-03-12","2004-03-24","2004-04-15",null,null,"9209/2004","ČEVAK a.s.","Obec Vacov","3116-681024-00250783-2/1","Lhota Rohanov – ÚV",null,"změna rozhodnutím 16859/2006",null,null,null,null,null,"KUCBAWZ0DTAA"]
["2004-03-12","2004-03-24","2004-04-15",null,null,"9209/2004","ČEVAK a.s.","Obec Vacov","3116-776092-00250783-1/1","Vacov – vodovodní síť ",null,"změna rozhodnutím 16859/2006",null,null,null,null,null,"KUCBAWZ0DTAA"]
["2004-03-12","2004-03-24","2004-04-15",null,null,"9209/2004","ČEVAK a.s.","Obec Vacov","3116-681024-00250783-1/1","Vacov – přiv. řad: vrt Vrbice – VDJ Lhota",null,"změna rozhodnutím 16859/2006",null,null,null,null,null,"KUCBAWZ0DTAA"]
["2004-03-12","2004-03-24","2004-04-15",null,null,"9209/2004","ČEVAK a.s.","Obec Vacov","3116-681024-00250783-1/2","Vacov – přiv. řad: zdroje Lhota – ÚV Lhota",null,"změna rozhodnutím 16859/2006",null,null,null,null,null,"KUCBAWZ0DTAA"]
["2004-03-12","2004-03-24","2004-04-15",null,null,"9209/2004","ČEVAK a.s.","Obec Vacov","3116-776114-00250783-2/1","Vrbice – vrt",null,"změna rozhodnutím 16859/2006",null,null,null,null,null,"KUCBAWZ0DTAA"]
["2004-03-12","2004-03-24","2004-04-15",null,null,"9209/2004","ČEVAK a.s.","Obec Vacov","3116-657841-00250783-2/1","Javorník – ÚV",null,"změna rozhodnutím 16859/2006",null,null,null,null,null,"KUCBAWZ0DTAA"]
["2004-03-12","2004-03-24","2004-04-15",null,null,"9209/2004","ČEVAK a.s.","Obec Vacov","3116-740357-00250783-3/1","Vacov – stoková síť napojená na ČOV Rohanov",null,"změna rozhodnutím 16859/2006",null,null,null,null,null,"KUCBAWZ0DTAA"]
["2004-03-12","2004-03-24","2004-04-15",null,null,"9209/2004","ČEVAK a.s.","Obec Vacov","3116-740357-00250783-4/1","ČOV Vacov - Rohanov ",null,"změna rozhodnutím 16859/2006",null,null,null,null,null,"KUCBAWZ0DTAA"]
["2004-03-12","2004-03-24","2004-04-15",null,null,"9209/2004","ČEVAK a.s.","Obec Vacov","3116-734179-00250783-4/1","ČOV Vacov – Přečín",null,"změna rozhodnutím 16859/2006",null,null,null,null,null,"KUCBAWZ0DTAA"]
["2004-03-12","2004-03-24","2004-04-15",null,null,"9209/2004","ČEVAK a.s.","Obec Vacov","3116-734179-00250783-3/1","Vacov – stok. Síť napojená na ČOV Přečín",null,"změna rozhodnutím 16859/2006",null,null,null,null,null,"KUCBAWZ0DTAA"]
["2004-03-12","2004-03-24","2004-04-15",null,null,"9209/2004","ČEVAK a.s.","Obec Vacov","3116-776106-00250783-3/1","Vacov – stoková síť napojená na ČOV Vlkonice ",null,"změna rozhodnutím 16859/2006",null,null,null,null,null,"KUCBAWZ0DTAA"]
["2004-03-12","2004-03-24","2004-04-15",null,null,"9209/2004","ČEVAK a.s.","Obec Vacov","3116-776106-00250783-4/1","ČOV Vacov – Vlkonice",null,"změna rozhodnutím 16859/2006",null,null,null,null,null,"KUCBAWZ0DTAA"]
["2004-03-12","2004-03-24","2004-04-15",null,null,"9209/2004","ČEVAK a.s.","Obec Vacov","3116-794589-00250783-1/2","Źár – vodovodní síť",null,"změna rozhodnutím 16859/2006",null,null,null,null,null,"KUCBAWZ0DTAA"]
["2004-03-12","2004-03-24","2004-04-15",null,null,"9209/2004","ČEVAK a.s.","Obec Vacov","3116-794589-00250783-2/1","Žár – pramenní jímky",null,"změna rozhodnutím 16859/2006",null,null,null,null,null,"KUCBAWZ0DTAA"]
["2004-03-12","2004-03-24","2004-04-15",null,null,"9209/2004","ČEVAK a.s.","Obec Vacov","3116-794589-00250783-1/1","Žár – přív. řad: zdroje – VDJ Žár",null,"změna rozhodnutím 16859/2006",null,null,null,null,null,"KUCBAWZ0DTAA"]
["2004-03-12","2004-03-24","2004-04-15",null,null,"9209/2004","ČEVAK a.s.","Obec Vacov","3116-794562-00250783-1/1","Nespice – přív. řad: zdroje – VDJ Nespice",null,"změna rozhodnutím 16859/2006",null,null,null,null,null,"KUCBAWZ0DTAA"]
["2004-03-12","2004-03-24","2004-04-15",null,null,"9209/2004","ČEVAK a.s.","Obec Vacov","3116-794562-00250783-1/2","Nespice – vodovodní síť",null,"změna rozhodnutím 16859/2006",null,null,null,null,null,"KUCBAWZ0DTAA"]
["2004-03-12","2004-03-24","2004-04-15",null,null,"9209/2004","ČEVAK a.s.","Obec Vacov","3116-794562-00250783-2/1","Nespice – studny",null,"změna rozhodnutím 16859/2006",null,null,null,null,null,"KUCBAWZ0DTAA"]
["2004-03-12","2004-03-24","2004-04-15",null,null,"9209/2004","ČEVAK a.s.","Obec Vacov","3116-602515-00250783-1/1","Benešova Hora ",null,"změna rozhodnutím 16859/2006",null,null,null,null,null,"KUCBAWZ0DTAA"]
["2006-06-01","2006-06-30","2006-07-17",null,null,"16859/2006","ČEVAK a.s.","Obec Vacov","3116-602515-00250783-3/1","Benešova Hora - stoková síť na VKV",null,null,null,null,null,null,null,"KUCBAWZ0DTAA"]
["2004-03-12","2004-03-24","2004-04-15",null,null,"9210/2004","ČEVAK a.s.","Obec Chelčice","3117-651117-00251241-1/1","Chelčice – vodovodní sítě",null,null,null,null,null,null,null,"KUCBAWZ0DTAA"]
["2004-03-12","2004-03-24","2004-04-15",null,null,"9210/2004","ČEVAK a.s.","Obec Chelčice","3117-651117-00251241-3/1","Chelčice – stoková síť",null,null,null,null,null,null,null,"KUCBAWZ0DTAA"]
["2004-03-12","2004-03-24","2004-04-15",null,null,"9210/2004","ČEVAK a.s.","Obec Chelčice","3117-651117-00251241-4/1","Chelčice  ČOV",null,null,null,null,null,null,null,"KUCBAWZ0DTAA"]
["2004-03-12","2004-03-24","2004-04-15",null,null,"9191/2004","ČEVAK a.s.","Obec Horní Poříčí","3111-726001-00477133-1/2","Horní Poříčí – vodovodní síť",null,"změna rozohdnutím 17183/2006, zrušeno 109711/2024",null,null,null,null,null,"KUCBAWZ0DTAA"]
["2004-03-12","2004-03-24","2004-04-15",null,null,"9191/2004","ČEVAK a.s.","Obec Horní Poříčí","3111-725994-00477133-2/1","Horní Poříčí – ÚV",null,"změna rozohdnutím 17183/200 109711/20246",null,null,null,null,null,"KUCBAWZ0DTAA"]
["2004-03-12","2004-03-24","2004-04-15",null,null,"9191/2004","ČEVAK a.s.","Obec Horní Poříčí","3111-726001-00477133-1/1","Horní Poříčí – přív. řad: ÚV – VDJ",null,"změna rozohdnutím 17183/2006, zrušeno 109711/2024",null,null,null,null,null,"KUCBAWZ0DTAA"]
["2004-03-12","2004-03-24","2004-04-15",null,null,"9191/2004","ČEVAK a.s.","Obec Horní Poříčí","3111-726001-00477133-3/1","Horní Poříčí – stoková síť",null,"změna rozohdnutím 17183/2006, 106711/2024",null,null,null,null,null,"KUCBAWZ0DTAA"]
["2004-03-12","2004-03-24","2004-04-15",null,null,"9191/2004","ČEVAK a.s.","Obec Horní Poříčí","3111-725994-00477133-4/1","ČOV Horní Poříčí ",null,"změna rozohdnutím 17183/2006, 106711/2024",null,null,null,null,null,"KUCBAWZ0DTAA"]
["2006-06-09","2006-07-10","2006-07-30",null,null,"17183/2006","ČEVAK a.s.","Obec Horní Poříčí","3111-725994-00477133-1/1","Horní Poříčí - přív. řad: vrty -ÚV",null,"změna 106711/2024",null,null,null,null,null,"KUCBAWZ0DTAA"]
["2024-09-04","2024-10-11","2024-10-30",null,null,"106711/2024","ČEVAK a.s.","Obec Horní Poříčí","3111-726001-00477133-1/1","Horní Poříčí - vodovodní síť"]
["2004-03-12","2004-03-24","2004-04-15",null,null,"9154/2004","ČEVAK a.s.","Město Veselí nad Lužnicí","3110-780685-00253081-1/2","Veselí nad Lužnicí – přiváděcí řad: PM3 – ÚV Veselí",null,"změna rozhodnutím 149128/2017",null,null,null,null,null,"KUCBAWZ0DTAA"]
["2004-03-12","2004-03-24","2004-04-15",null,null,"9154/2004","ČEVAK a.s.","Město Veselí nad Lužnicí","3110-780685-00253081-1/1","Veselí nad Lužnicí – vodovodní síť",null,"změna rozhodnutím 149128/2017",null,null,null,null,null,"KUCBAWZ0DTAA"]
["2004-03-12","2004-03-24","2004-04-15",null,null,"9154/2004","ČEVAK a.s.","Město Veselí nad Lužnicí","3110-780685-00253081-1/3","Veselí nad Lužnicí – přiváděcí řad PM4 – PM5",null,"změna rozhodnutím 149128/2017",null,null,null,null,null,"KUCBAWZ0DTAA"]
["2004-03-12","2004-03-24","2004-04-15",null,null,"9154/2004","ČEVAK a.s.","Město Veselí nad Lužnicí","3110-780685-00253081-3/1","Veselí nad Lužnicí – stoková síť",null,"změna rozhodnutím 149128/2017",null,null,null,null,null,"KUCBAWZ0DTAA"]
["2004-03-12","2004-03-24","2004-04-15",null,null,"9154/2004","ČEVAK a.s.","Město Veselí nad Lužnicí","3110-780685-00253081-4/1","ČOV Veselí nad Lužnicí",null,"změna rozhodnutím 149128/2017",null,null,null,null,null,"KUCBAWZ0DTAA"]
["2004-03-12","2004-03-24","2004-04-15",null,null,"9154/2004","ČEVAK a.s.","Město Veselí nad Lužnicí","3110-644978-00253081-1/1","Horusice – vodovodní síť",null,"změna rozhodnutím 149128/2017",null,null,null,null,null,"KUCBAWZ0DTAA"]
["2006-06-29","2006-07-28","2006-08-18",null,null,"19805/2006","ČEVAK a.s.","Město Veselí nad Lužnicí","3110-644978-00253081-3/1","Horusice-stoková síť",null,"změna rozhodnutím 149128/2017",null,null,null,null,null,"KUCBAWZ0DTAA"]
["2017-12-21","2018-01-17","2018-02-02",null,null,"149128/2017","ČEVAK a.s.","Město Veselí nad Lužnicí","3110-644978-00253081-4/1","ČOV Horusice",null,null,null,null,null,null,null,"KUCBAWZ0DTAA"]
["2004-03-12","2004-03-24","2004-04-15",null,null,"9159/2004","ČEVAK a.s.","Obec Srubec","3102-753131-00245445-1/2","Srubec – vodovodní síť na VDJ Srubec",null,null,null,null,null,null,null,"KUCBAWZ0DTAA"]
["2004-03-12","2004-03-24","2004-04-15",null,null,"9159/2004","ČEVAK a.s.","Obec Srubec","3102-753131-00245445-1/3","Srubec – vodovodní síť St. Pohůrka",null,null,null,null,null,null,null,"KUCBAWZ0DTAA"]
["2004-03-12","2004-03-24","2004-04-15",null,null,"9159/2004","ČEVAK a.s.","Obec Srubec","3102-753131-00245445-1/1","Srubec – přiv. řad: VDJ  S. Hodějovice – VDJ Srubec",null,null,null,null,null,null,null,"KUCBAWZ0DTAA"]
["2004-03-12","2004-03-24","2004-04-15",null,null,"9159/2004","ČEVAK a.s.","Obec Srubec","3102-753131-00245445-3/1","Srubec – stoková síť",null,null,null,null,null,null,null,"KUCBAWZ0DTAA"]
["2004-03-12","2004-03-24","2004-04-15",null,null,"9098/2004","ČEVAK a.s.","Obec Dubné","3102-633623-00244856-3/1","Dubné – stoková síť",null,"změna 140527/2016, 40907/2020","České Budějovice","Dubné","kanalizace","Ing. Martin Kalač",null,"KUCBAWZ0DTAA"]
["2004-03-12","2004-03-24","2004-04-15",null,null,"9098/2004","ČEVAK a.s.","Obec Dubné","3102-633640-00244856-4/1","ČOV Dubné",null,"změna 140527/2016, 40907/2020","České Budějovice","Dubné","kanalizace","Ing. Martin Kalač",null,"KUCBAWZ0DTAA"]
["2004-03-12","2004-03-24","2004-04-15",null,null,"9098/2004","ČEVAK a.s.","Obec Dubné","3102-633623-00244856-1/1","Dubné, Křenovice, Jaronice – vodovodní síť",null,"změna 140527/2016, 40907/2020","České Budějovice","Dubné","vodovod","Ing. Martin Kalač",null,"KUCBAWZ0DTAA"]
["2004-03-12","2004-03-24","2004-04-15",null,null,"9098/2004","ČEVAK a.s.","Obec Dubné","3102-633658-00244856-1/1","Třebín – vodovodní síť",null,"změna 140527/2016, 40907/2020","České Budějovice","Dubné","vodovod","Ing. Martin Kalač",null,"KUCBAWZ0DTAA"]
["2007-03-28","2007-04-26","2007-05-15",null,null,"8969/2007","ČEVAK a.s.","Obec Dubné","3102-633623-00244856-1/1","Dubné, Křenovice - vodovodní síť",null,"změna 140527/2016, 40907/2020","České Budějovice","Dubné","vodovod","Ing. Martin Kalač",null,"KUCBAWZ0DTAA"]
["2008-02-05","2008-02-22","2008-03-12",null,null,"3458/2008","ČEVAK a.s.","Obec Dubné","3102-633658-00244856-3/1","Dubné - Třebín - stoková síť",null,"změna 140527/2016, 40907/2020","České Budějovice","Dubné","kanalizace","Ing. Martin Kalač",null,"KUCBAWZ0DTAA"]
["2016-10-25","2016-11-15","2016-12-07",null,null,"140527/2016","ČEVAK a.s.","Obec Dubné","3102-633658-00244856-4/1","Dubné - Třebín - ČOV",null,"změna  40907/2020","České Budějovice","Dubné","kanalizace","Ing. Martin Kalač",null,"KUCBAWZ0DTAA"]
["2020-03-16","2020-04-27","2020-05-14",null,null,"40907/2020","ČEVAK a.s.","Obec Dubné","3102-633631-00244856-3/1","Dubné, Jaronice - stoková síť do VKV1",null,null,"České Budějovice","Dubné","kanalizace","Ing. Martin Kalač"]
["2004-03-12","2004-03-24","2004-04-15",null,null,"9142/2004","ČEVAK a.s.","Obec Dobrá voda u Českých Budějovic","3102-622320-00581232-1/1","Dobrá Voda – vodovodní síť",null,null,null,null,null,null,null,"KUCBAWZ0DTAA"]
["2004-03-12","2004-03-24","2004-04-15",null,null,"9142/2004","ČEVAK a.s.","Obec Dobrá voda u Českých Budějovic","3102-622320-00581232-3/1","Dobrá Voda – stoková síť",null,null,null,null,null,null,null,"KUCBAWZ0DTAA"]
["2004-03-12","2004-03-24","2004-04-15",null,null,"9174/2004","ČEVAK a.s.","Obec Borek","3102-607525-00244678-1/1","Borek – vodovodní síť",null,null,null,null,null,null,null,"KUCBAWZ0DTAA"]
["2004-03-12","2004-03-24","2004-04-15",null,null,"9174/2004","ČEVAK a.s.","Obec Borek","3102-607525-00244678-3/1","Borek – stoková síť",null,null,null,null,null,null,null,"KUCBAWZ0DTAA"]
["2004-03-12","2004-03-24","2004-04-15",null,null,"9176/2004","ČEVAK a.s.","Město Netolice","3109-779512-00250601-1/1","Netolice – přiváděcí řad: zdroje Bor - VDJ",null,"změna19988/2012",null,null,null,null,null,"KUCBAWZ0DTAA"]
["2004-03-12","2004-03-24","2004-04-15",null,null,"9176/2004","ČEVAK a.s.","Město Netolice","3109-703940-00250601-1/1","Netolice – vodovodní síť",null,"změna19988/2012",null,null,null,null,null,"KUCBAWZ0DTAA"]
["2004-03-12","2004-03-24","2004-04-15",null,null,"9176/2004","ČEVAK a.s.","Město Netolice","3109-779512-00250601-2/1","Bor – studny",null,"změna19988/2012",null,null,null,null,null,"KUCBAWZ0DTAA"]
["2004-03-12","2004-03-24","2004-04-15",null,null,"9176/2004","ČEVAK a.s.","Město Netolice","3109-703940-00250601-3/1","Netolice – stoková síť napojená na ČOV",null,"změna19988/2012",null,null,null,null,null,"KUCBAWZ0DTAA"]
["2004-03-12","2004-03-24","2004-04-15",null,null,"9176/2004","ČEVAK a.s.","Město Netolice","3109-703940-00250601-4/1","ČOV Netolice",null,"změna19988/2012",null,null,null,null,null,"KUCBAWZ0DTAA"]
["2004-03-12","2004-03-24","2004-04-15",null,null,"9176/2004","1.JVS a.s.","Město Netolice","3109-703940-00250601-3/2","Netolice – stoková síť napojená na VKV 4",null,"zrušeno 19988/2012",null,null,null,null,null,"KUCBAWZ0DTAA"]
["2004-03-12","2004-03-24","2004-04-15",null,null,"9176/2004","1.JVS a.s.","Město Netolice","3109-703940-00250601-3/3","Netolice – Petrův Dvůr – stoková síť",null,"zrušeno 19988/2012",null,null,null,null,null,"KUCBAWZ0DTAA"]
["2004-03-12","2004-03-24","2004-04-15",null,null,"9178/2004","1.JVS a.s.","Obec Bohumilice","3116-606375-00250333-2/1","Bohumilice – ÚV",null,"zrušeno 79069/2019",null,null,null,null,null,"KUCBAWZ0DTAA"]
["2004-03-12","2004-03-24","2004-04-15",null,null,"9178/2004","1.JVS a.s.","Obec Bohumilice","3116-606375-00250333-1/1","Bohumilice – vodovodní síť",null,"zrušeno 79069/2019",null,null,null,null,null,"KUCBAWZ0DTAA"]
["12.3.2004","2004-03-24","2004-04-15",null,null,"9184/2004","ČEVAK a.s.","Obec Choustník","3112-653594-00252361-1/2","Choustník – vodovodní síť",null,null,null,null,null,null,null,"KUCBAWZ0DTAA"]
["12.3.2004","2004-03-24","2004-04-15",null,null,"9184/2004","ČEVAK a.s.","Obec Choustník","3112-653594-00252361-2/1","Choustník - ÚV",null,null,null,null,null,null,null,"KUCBAWZ0DTAA"]
["12.3.2004","2004-03-24","2004-04-15",null,null,"9184/2004","ČEVAK a.s.","Obec Choustník","3112-653594-00252361-1/1","Choustník – přiv. řad: vrt - ÚV",null,null,null,null,null,null,null,"KUCBAWZ0DTAA"]
["12.3.2004","2004-03-24","2004-04-15",null,null,"9184/2004","ČEVAK a.s.","Obec Choustník","3112-653594-00252361-4/1","Choustník  ČOV ",null,null,null,null,null,null,null,"KUCBAWZ0DTAA"]
["12.3.2004","2004-03-24","2004-04-15",null,null,"9184/2004","ČEVAK a.s.","Obec Choustník","3112-653594-00252361-3/1","Choustník – stoková síť",null,null,null,null,null,null,null,"KUCBAWZ0DTAA"]
["12.3.2004","2004-03-24","2004-04-15",null,null,"9184/2004","ČEVAK a.s.","Obec Choustník","3112-653616-00252361-3/1","Předboř – stoková síť napojená na VKV 2",null,null,null,null,null,null,null,"KUCBAWZ0DTAA"]
["12.32004","2004-03-24","2004-04-15",null,null,"9187/2004","ČEVAK a.s.","Obec Žíšov","3110-780693-00667331-1/1","Žíšov - vodovodní síť",null,null,null,null,null,null,null,"KUCBAWZ0DTAA"]
["2004-03-12","2004-03-24","2004-04-15",null,null,"9193/2004","1.JVS a.s.","Obec Kamenná","3113-662712-00581429-1/1","Kamenná – vodovodní síť",null,"zrušeno 27120/2019",null,null,null,null,null,"KUCBAWZ0DTAA"]
["2004-03-12","2004-03-24","2004-04-15",null,null,"9193/2004","ČEVAK a.s.","Obec Kamenná","3113-744352-00581429-1/1","Konratice – přív. řad: vrt HV1-ÚV",null,"změna 27120/2019","Trhové Sviny","Kamenná","vodovod","Ing. Martin Kalač",null,"KUCBAWZ0DTAA"]
["2004-03-12","2004-03-24","2004-04-15",null,null,"9193/2004","ČEVAK a.s.","Obec Kamenná","3113-744352-00581429-2/1","Konratice – ÚV",null,"změna 27120/2019","Trhové Sviny","Kamenná","vodovod","Ing. Martin Kalač",null,"KUCBAWZ0DTAA"]
["2019-02-27","2019-03-27","2019-04-15",null,null,"38240/2019","ČEVAK a.s.","Obec Kamenná","3113-744361-00581429-1/1","Kamenná, Kondrač, Rychnov u Nových Hradů a Konratice - vodovodní síť",null,null,"Trhové Sviny","Kamenná","vodovod","Ing. Martin Kalač",null,"KUCBAWZ0F2SB"]
["2004-03-12","2004-03-24","2004-04-15",null,null,"9198/2004","ČEVAK a.s.","Obec Hořice na Šumavě","3103-645231-00245909-1/3","Hořice – vodovodní síť",null,null,null,null,null,null,null,"KUCBAWZ0DTB5"]
["2004-03-12","2004-03-24","2004-04-15",null,null,"9198/2004","ČEVAK a.s.","Obec Hořice na Šumavě","3103-645231-00245909-1/1","Hořice – přív. řad: Těchovice - VDJ",null,"změna rozhodnutím 9666/2008",null,null,null,null,null,"KUCBAWZ0DTB5"]
["2004-03-12","2004-03-24","2004-04-15",null,null,"9198/2004","ČEVAK a.s.","Obec Hořice na Šumavě","3103-645231-00245909-1/2","Hořice – přiv. řad: Záhliní – VDJ nový",null,"změna rozhodnutím 9666/2008",null,null,null,null,null,"KUCBAWZ0DTB5"]
["2004-03-12","2004-03-24","2004-04-15",null,null,"9198/2004","ČEVAK a.s.","Obec Hořice na Šumavě","3103-645265-00245909-2/1","Hořice – studny Těchonice",null,"změna rozhodnutím 9666/2008",null,null,null,null,null,"KUCBAWZ0DTB5"]
["2004-03-12","2004-03-24","2004-04-15",null,null,"9198/2004","ČEVAK a.s.","Obec Hořice na Šumavě","3103-645249-00245909-2/1","Hořice – studna Záhliní",null,"změna rozhodnutím 9666/2008",null,null,null,null,null,"KUCBAWZ0DTB5"]
["2004-03-12","2004-03-24","2004-04-15",null,null,"9198/2004","ČEVAK a.s.","Obec Hořice na Šumavě","3103-645231-00245909-4/1","Hořice ČOV",null,"změna rozhodnutím 9666/2008",null,null,null,null,null,"KUCBAWZ0DTB5"]
["2004-03-12","2004-03-24","2004-04-15",null,null,"9198/2004","ČEVAK a.s.","Obec Hořice na Šumavě","3103-645231-00245909-3/1","Hořice – stok. síť napojená na VKV 1, 4",null,"změna rozhodnutím 9666/2008",null,null,null,null,null,"KUCBAWZ0DTB5"]
["2004-03-12","2004-03-24","2004-04-15",null,null,"9198/2004","ČEVAK a.s.","Obec Hořice na Šumavě","3103-645231-00245909-3/2","Hořice – stoková síť napojená na VKV 5",null,"změna rozhodnutím 9666/2008",null,null,null,null,null,"KUCBAWZ0DTB5"]
["2004-03-12","2004-03-24","2004-04-15",null,null,"9198/2004","ČEVAK a.s.","Obec Hořice na Šumavě","3103-645231-00245909-3/3","Hořice – stoková síť napojená na ČOV",null,"změna rozhodnutím 9666/2008",null,null,null,null,null,"KUCBAWZ0DTB5"]
["2004-03-12","2004-03-24","2004-04-15",null,null,"9195/2004","ČEVAK a.s.","Obec Chvalovice","3109-642959-00583031-2/1","Chvalovice – studna HV1",null,null,null,null,null,null,null,"KUCBAWZ0DTB5"]
["2004-03-12","2004-03-24","2004-04-15",null,null,"9195/2004","ČEVAK a.s.","Obec Chvalovice","3109-655252-00583031-1/1","přiváděcí řad vrt HV1 - VDJ",null,null,null,null,null,null,null,"KUCBAWZ0DTB5"]
["2004-03-12","2004-03-24","2004-04-15",null,null,"9195/2004","ČEVAK a.s.","Obec Chvalovice","3109-655252-00583031-1/2","Chvalovice  - vodovodní síť",null,null,null,null,null,null,null,"KUCBAWZ0DTB5"]
["2004-03-12","2004-03-24","2004-04-15",null,null,"9195/2004","ČEVAK a.s.","Obec Chvalovice","3109-655252-00583031-3/1","Chvalovice - stoková síť",null,null,null,null,null,null,null,"KUCBAWZ0DTB5"]
["2004-03-12","2004-03-24","2004-04-15",null,null,"9195/2004","ČEVAK a.s.","Obec Chvalovice","3109-655252-00583031-4/1","Chvalovice ČOV",null,null,null,null,null,null,null,"KUCBAWZ0DTB5"]
["2004-03-12","2004-03-24","2004-04-15",null,null,"9166/2004","ČEVAK a.s.","Obec Úsilné","3102-774731-00581909-1/1","Úsilné – vodovodní síť",null,null,null,null,null,null,null,"KUCBAWZ0DTB5"]
["2004-03-12","2004-03-24","2004-04-15",null,null,"9166/2004","ČEVAK a.s.","Obec Úsilné","3102-774731-00581909-3/1","Úsilné – stoková síť",null,null,null,null,null,null,null,"KUCBAWZ0DTB5"]
["2004-03-12","2004-03-24","2004-04-15",null,null,"9216/2004","ČEVAK a.s.","1.JVS a.s.","3102-639192-60849657-1/1","Kodetka - vodovodní síť",null,null,null,null,null,null,null,"KUCBAWZ0DTB5"]
["2004-03-12","2004-03-24","2004-04-15",null,null,"9216/2004","ČEVAK a.s.","1.JVS a.s.","3102-639192-60849657-3/1","Kodetka - stoková síť",null,null,null,null,null,null,null,"KUCBAWZ0DTB5"]
["2004-03-12","2004-03-24","2004-04-15",null,null,"9211/2004","ČEVAK a.s.","Obec Černá v Pošumaví","3103-619868-00245828-4/1","Černá v Poš. ČOV",null,"Změna rozhodnutím 16797/2006, 39381/2025",null,null,null,null,null,"KUCBAWZ0DTB5"]
["2004-03-12","2004-03-24","2004-04-15",null,null,"9211/2004","ČEVAK a.s.","Obec Černá v Pošumaví","3103-619868-00245828-3/2","Černá v Poš.  – stoková síť",null,"Změna rozhodnutím 16797/2006, 39381/2025",null,null,null,null,null,"KUCBAWZ0DTB5"]
["2004-03-12","2004-03-24","2004-04-15",null,null,"9211/2004","ČEVAK a.s.","Obec Černá v Pošumaví","3103-619868-00245828-1/5","Černá v Poš. – přív.  řady: - zdroje ČS náves",null,"Změna rozhodnutím 16797/2006, 39381/2025",null,null,null,null,null,"KUCBAWZ0DTB5"]
["2004-03-12","2004-03-24","2004-04-15",null,null,"9211/2004","ČEVAK a.s.","Obec Černá v Pošumaví","3103-619868-00245828-1/6","Černá v Poš. – vodovodní síť",null,"Změna rozhodnutím 16797/2006, 39381/2025",null,null,null,null,null,"KUCBAWZ0DTB5"]
["2004-03-12","2004-03-24","2004-04-15",null,null,"9211/2004","ČEVAK a.s.","Obec Černá v Pošumaví","3103-619868-00245828-2/3","Černá v Poš. – Slavkovice - studna",null,"Změna rozhodnutím 16797/2006, zrušeno 39381/2025",null,null,null,null,null,"KUCBAWZ0DTB5"]
["2004-03-12","2004-03-24","2004-04-15",null,null,"9211/2004","ČEVAK a.s.","Obec Černá v Pošumaví","3103-619868-00245828-1/3","Černá v Poš. – Muckov- přív. řad: studny – VŠ2",null,"Změna rozhodnutím 16797/2006, zrušeno 39381/2025",null,null,null,null,null,"KUCBAWZ0DTB5"]
["2004-03-12","2004-03-24","2004-04-15",null,null,"9211/2004","ČEVAK a.s.","Obec Černá v Pošumaví","3103-619868-00245828-1/4","Černá v Poš. – Muckov – vodovodní síť",null,"Změna rozhodnutím 16797/2006, 39381/2025",null,null,null,null,null,"KUCBAWZ0DTB5"]
["2004-03-12","2004-03-24","2004-04-15",null,null,"9211/2004","ČEVAK a.s.","Obec Černá v Pošumaví","3103-619868-00245828-2/2","Muckov - studny",null,"Změna rozhodnutím 16797/2006, zrušeno 39381/2025",null,null,null,null,null,"KUCBAWZ0DTB5"]
["2004-03-12","2004-03-24","2004-04-15",null,null,"9211/2004","ČEVAK a.s.","Obec Černá v Pošumaví","3103-619868-00245828-3/1","Černá v Poš. – Bližná – stoková síť",null,"Změna rozhodnutím 16797/2006, 39381/2025",null,null,null,null,null,"KUCBAWZ0DTB5"]
["2004-03-12","2004-03-24","2004-04-15",null,null,"9211/2004","ČEVAK a.s.","Obec Černá v Pošumaví","3103-619868-00245828-1/2","Černá v Poš. – Bližná – vodovodní síť",null,"Změna rozhodnutím 16797/2006, 39381/2025",null,null,null,null,null,"KUCBAWZ0DTB5"]
["2004-03-12","2004-03-24","2004-04-15",null,null,"9211/2004","ČEVAK a.s.","Obec Černá v Pošumaví","3103-619868-00245828-1/1","Černá v Poš. – Bližná – přív. řad: zdroje - ÚV",null,"Změna rozhodnutím 16797/2006, zrušeno 39381/2025",null,null,null,null,null,"KUCBAWZ0DTB5"]
["2004-03-12","2004-03-24","2004-04-15",null,null,"9211/2004","ČEVAK a.s.","Obec Černá v Pošumaví","3103-619868-00245828-2/1","Bližná - odkyselení",null,"Změna rozhodnutím 16797/2006, zrušeno 39381/2025",null,null,null,null,null,"KUCBAWZ0DTB5"]
["2006-06-01","2006-06-28","2006-07-18",null,null,"16797/2006","ČEVAK a.s.","Obec Černá v Pošumaví","3103-619868-00245828-4/2","ČOV Bližná",null,"zrušeno 39381/2025",null,null,null,null,null,"KUCBAWZ0DTB5"]
["25.3.2025","15.4.2025","2.5.2025",null,null,"39381/2025","ČEVAK a.s.","Obec Černá v Pošumaví","3103-619868-00245828-1/1","Černá v Pošumaví - Bližná - přív.řad: zdroje - Bližná odkyselení"]
["25.3.2025","15.4.2025","2.5.2025",null,null,"39381/2025","ČEVAK a.s.","Obec Černá v Pošumaví","3103-619868-00245828-1/3","Černá v Pošumaví - Muckov - přiv.řad: studny - ČSV Muckov"]
["25.3.2025","15.4.2025","2.5.2025",null,null,"39381/2025","ČEVAK a.s.","Obec Černá v Pošumaví","3103-619868-00245828-1/7","Černá v Pošumaví - Muckov - přív. řad: ČSV Muckov - VDJ Muckov"]
["25.3.2025","15.4.2025","2.5.2025",null,null,"39381/2025","ČEVAK a.s.","Obec Černá v Pošumaví","3103-619868-00245828-2/1","Černá v Pošumaví - Bližná - odkyselení"]
["25.3.2025","15.4.2025","2.5.2025",null,null,"39381/2025","ČEVAK a.s.","Obec Černá v Pošumaví","3103-619868-00245828-2/2","Černá v Pošumaví - Muckov - studny"]
["25.3.2025","15.4.2025","2.5.2025",null,null,"39381/2025","ČEVAK a.s.","Obec Černá v Pošumaví","3103-619868-00245828-2/3","Černá v Pošumaví - vrt Slavkovice"]
["25.3.2025","15.4.2025","2.5.2025",null,null,"39381/2025","ČEVAK a.s.","Obec Černá v Pošumaví","3103-619868-00245828-4/2","Černá v Pošumaví - Bližná - ČOV"]
["2004-03-12","2004-03-24","2004-04-15",null,null,"9204/2004","1.JVS a.s.","Obec Frymburk","3103-635260-00245861-2/2","Kovářov – studna S1",null,"změna 34667/2016, zrušeno 126432/2022",null,null,null,null,null,"KUCBAWZ0DTB5"]
["2004-03-12","2004-03-24","2004-04-15",null,null,"9204/2004","1.JVS a.s.","Obec Frymburk","3103-635260-00245861-1/1","Kovářov – vodovodní síť",null,"změna 34667/2016, zrušeno 126432/2022",null,null,null,null,null,"KUCBAWZ0DTB5"]
["2004-03-12","2004-03-24","2004-04-15",null,null,"9204/2004","ČEVAK a.s.","Obec Frymburk","3103-635260-00245861-1/3","Frymburk – vodovodní síť",null,"změna 34667/2016, změna 126432/2022",null,null,null,null,null,"KUCBAWZ0DTB5"]
["2004-03-12","2004-03-24","2004-04-15",null,null,"9204/2004","ČEVAK a.s.","Obec Frymburk","3103-635260-00245861-2/1","Frymburk - odkyselení",null,"změna 34667/2016, změna 126432/2022",null,null,null,null,null,"KUCBAWZ0DTB5"]
["2004-03-12","2004-03-24","2004-04-15",null,null,"9204/2004","ČEVAK a.s.","Obec Frymburk","3103-635260-00245861-1/2","Frymburk – přív. řady: zdroje – ÚV",null,"změna 34667/2016, změna 126432/2022",null,null,null,null,null,"KUCBAWZ0DTB5"]
["2004-03-12","2004-03-24","2004-04-15",null,null,"9204/2004","ČEVAK a.s.","Obec Frymburk","3103-635260-00245861-4/1","Frymburk ČOV",null,"změna 34667/2016, změna 126432/2022",null,null,null,null,null,"KUCBAWZ0DTB5"]
["2004-03-12","2004-03-24","2004-04-15",null,null,"9204/2004","ČEVAK a.s.","Obec Frymburk","3103-635260-00245861-3/1","Frymburk – stoková síť",null,"změna 34667/2016, změna 126432/2022",null,null,null,null,null,"KUCBAWZ0DTB5"]
["2016-03-08","2016-03-29","2016-04-14",null,null,"34667/2016","ČEVAK a.s.","Obec Frymburk","3103-635260-00245861-2/3","Frymburk, Milná - vrt HV-1",null,"změna 34667/2016, změna 126432/2022",null,null,null,null,null,"KUCBAWZ0DTB5"]
["2016-03-08","2016-03-29","2016-04-14",null,null,"34667/2016","ČEVAK a.s.","Obec Frymburk","3103-635260-00245861-1/5","Frymburk, Milná - přiv. řad: vrt HV-1 - VDJ Milná",null,"změna 34667/2016, změna 126432/2022",null,null,null,null,null,"KUCBAWZ0DTB5"]
["2016-03-08","2016-03-29","2016-04-14",null,null,"34667/2016","ČEVAK a.s.","Obec Frymburk","3103-635260-00245861-1/4","Frymburk, Milná - vodovodní síť",null,"změna 34667/2016, změna 126432/2022",null,null,null,null,null,"KUCBAWZ0DTB5"]
["2022-10-18","2022-11-15","2022-12-02",null,null,"126432/2022","ČEVAK a.s.","Obec Frymburk","3103-635260-00245861-2/2","Frymburk- Kovářov – studna S1"]
["2022-10-18","2022-11-15","2022-12-02",null,null,"126432/2022","ČEVAK a.s.","Obec Frymburk","3103-635260-00245861-1/1","Frymburk - Kovářov – vodovodní síť"]
["2022-10-18","2022-11-15","2022-12-02",null,null,"126432/2022","ČEVAK a.s.","Obec Frymburk","3103-635260-00245861-1/6","Frymburk - Kovářov - přív. řad: S1 - VDJ Kovářov"]
["2004-03-12","2004-03-24","2004-04-15",null,null,"9156/2004","ČEVAK a.s.","Město Horní Planá","3103-719307-00245895-1/1","Pernek – přív. řad: studny - VDJ",null,"změna rozhodnutím 65079/2014, zrušeno 91009/2023",null,null,null,null,null,"KUCBAWZ0DTB5"]
["2004-03-12","2004-03-24","2004-04-15",null,null,"9156/2004","ČEVAK a.s.","Město Horní Planá","3103-719307-00245895-2/1","Pernek - studny",null,"změna rozhodnutím 65079/2014, zrušeno 91009/2023",null,null,null,null,null,"KUCBAWZ0DTB5"]
["2004-03-12","2004-03-24","2004-04-15",null,null,"9156/2004","ČEVAK a.s.","Město Horní Planá","3103-719307-00245895-3/1","Pernek – stoková síť",null,"změna rozhodnutím 65079/2014, zrušeno 91009/2023",null,null,null,null,null,"KUCBAWZ0DTB5"]
["2004-03-12","2004-03-24","2004-04-15",null,null,"9156/2004","ČEVAK a.s.","Město Horní Planá","3103-643700-00245895-4/1","Hůrka ČOV – nová část",null,"změna rozhodnutím 65079/2014, zrušeno 91009/2023",null,null,null,null,null,"KUCBAWZ0DTB5"]
["2008-03-26","2008-04-23","2008-05-13",null,null,"9686/2008","ČEVAK a.s.","Město Horní Planá","3103-719307-00245895-4/1","Pernek - stabilizační nádrž",null,"změna rozhodnutím 65079/2014, zrušeno 91009/2023",null,null,null,null,null,"KUCBAWZ0DTB5"]
["2014-11-07","2014-11-25","2014-12-17",null,null,"65079/2014","ČEVAK a.s.","Město Horní Planá","3103-643700-00245895-4/3","Hodňov, ČOV",null,"zrušeno 91009/2023",null,null,null,null,null,"KUCBAWZ0DTB5"]
["2014-11-07","2014-11-25","2014-12-17",null,null,"65079/2014","ČEVAK a.s.","Město Horní Planá","3103-643700-00245895-3/4","stoková síť Hodňov",null,"zrušeno 91009/2023",null,null,null,null,null,"KUCBAWZ0DTB5"]
["2004-03-12","2004-03-24","2004-04-15",null,null,"9156/2004","ČEVAK a.s.","Město Horní Planá","3103-643700-00245895-1/3","Horní Planá – vodovodní síť",null,"změna rozhodnutím 65079/2014, změněno 91009/2023","Český Krumlov","Horní Planá","vodovod","Ing. Martin Kalač",null,"KUCBAWZ0DTB5"]
["2004-03-12","2004-03-24","2004-04-15",null,null,"9156/2004","ČEVAK a.s.","Město Horní Planá","3103-643700-00245895-2/1","Horní Planá - ÚV",null,"změna rozhodnutím 65079/2014, změněno 91009/2023","Český Krumlov","Horní Planá","vodovod","Ing. Martin Kalač",null,"KUCBAWZ0DTB5"]
["2004-03-12","2004-03-24","2004-04-15",null,null,"9156/2004","ČEVAK a.s.","Město Horní Planá","3103-643700-00245895-2/2","Horní Planá – Hodňov - štola",null,"změna rozhodnutím 65079/2014, změněno 91009/2023","Český Krumlov","Horní Planá","vodovod","Ing. Martin Kalač",null,"KUCBAWZ0DTB5"]
["2004-03-12","2004-03-24","2004-04-15",null,null,"9156/2004","ČEVAK a.s.","Město Horní Planá","3103-643700-00245895-1/2","Horní Planá – přív. řad: štola Hodňov – VDJ Hodňov",null,"změna rozhodnutím 65079/2014, změněno 91009/2023","Český Krumlov","Horní Planá","vodovod","Ing. Martin Kalač",null,"KUCBAWZ0DTB5"]
["2004-03-12","2004-03-24","2004-04-15",null,null,"9156/2004","ČEVAK a.s.","Město Horní Planá","3103-643700-00245895-1/1","Horní Planá – přív. řad: zdroje - ÚV",null,"změna rozhodnutím 65079/2014, změněno 91009/2023","Český Krumlov","Horní Planá","vodovod","Ing. Martin Kalač",null,"KUCBAWZ0DTB5"]
["2004-03-12","2004-03-24","2004-04-15",null,null,"9156/2004","ČEVAK a.s.","Město Horní Planá","3103-643700-00245895-3/3","Horní Planá – stoková síť",null,"změna rozhodnutím 65079/2014, změněno 91009/2023","Český Krumlov","Horní Planá","kanalizace","Ing. Martin Kalač",null,"KUCBAWZ0DTB5"]
["2004-03-12","2004-03-24","2004-04-15",null,null,"9156/2004","ČEVAK a.s.","Město Horní Planá","3103-643700-00245895-4/2","Horní Planá ČOV",null,"změna rozhodnutím 65079/2014, změněno 91009/2023","Český Krumlov","Horní Planá","kanalizace","Ing. Martin Kalač",null,"KUCBAWZ0DTB5"]
["2004-03-12","2004-03-24","2004-04-15",null,null,"9156/2004","ČEVAK a.s.","Město Horní Planá","3103-719307-00245895-1/2","Horní Planá – Pernek – vodovodní síť",null,"změna rozhodnutím 65079/2014, změněno 91009/2023","Český Krumlov","Horní Planá","vodovod","Ing. Martin Kalač",null,"KUCBAWZ0DTB5"]
["2004-03-12","2004-03-24","2004-04-15",null,null,"9156/2004","ČEVAK a.s.","Město Horní Planá","3103-643700-00245895-3/1","Horní Planá – Hůrka (u nádraží) – stoková síť",null,"změna rozhodnutím 65079/2014, změněno 91009/2023","Český Krumlov","Horní Planá","kanalizace","Ing. Martin Kalač",null,"KUCBAWZ0DTB5"]
["2004-03-12","2004-03-24","2004-04-15",null,null,"9156/2004","ČEVAK a.s.","Město Horní Planá","3103-643700-00245895-3/2","Horní Planá – Hůrka (nová č.)- stoková síť",null,"změna rozhodnutím 65079/2014, změněno 91009/2023","Český Krumlov","Horní Planá","kanalizace","Ing. Martin Kalač",null,"KUCBAWZ0DTB5"]
["2023-07-19","2023-09-18","2023-10-04",null,null,"91009/2023\n112295/2023","ČEVAK a.s.","Město Horní Planá","3103-719307-00245895-1/1","Horní Planá - Pernek - přív. řad: studna - VDJ",null,null,"Český Krumlov","Horní Planá","vodovod","Ing. Martin Kalač"]
["2023-07-19","2023-09-18","2023-10-04",null,null,"91009/2023\n112295/2023","ČEVAK a.s.","Město Horní Planá","3103-719307-00245895-2/1","Horní Planá - Pernek - studna",null,null,"Český Krumlov","Horní Planá","vodovod","Ing. Martin Kalač"]
["2023-07-19","2023-09-18","2023-10-04",null,null,"91009/2023\n112295/2023","ČEVAK a.s.","Město Horní Planá","3103-719307-00245895-3/1","Horní Planá - Pernek - stoková síť",null,null,"Český Krumlov","Horní Planá","kanalizace","Ing. Martin Kalač"]
["2023-07-19","2023-09-18","2023-10-04",null,null,"91009/2023\n112295/2023","ČEVAK a.s.","Město Horní Planá","3103-719307-00245895-3/2","Horní Planá - Maňava - stoková síť",null,null,"Český Krumlov","Horní Planá","kanalizace","Ing. Martin Kalač"]
["2023-07-19","2023-09-18","2023-10-04",null,null,"91009/2023\n112295/2023","ČEVAK a.s.","Město Horní Planá","3103-643700-00245895-3/4","Horní Planá - Hodňov - stoková síť",null,null,"Český Krumlov","Horní Planá","kanalizace","Ing. Martin Kalač"]
["2023-07-19","2023-09-18","2023-10-04",null,null,"91009/2023\n112295/2023","ČEVAK a.s.","Město Horní Planá","3103-643700-00245895-4/1","Horní Planá - Hůrka nová - ČOV",null,null,"Český Krumlov","Horní Planá","kanalizace","Ing. Martin Kalač"]
["2023-07-19","2023-09-18","2023-10-04",null,null,"91009/2023\n112295/2023","ČEVAK a.s.","Město Horní Planá","3103-719307-00245895-4/1","Horní Planá - Pernek - stabilizační nádrž",null,null,"Český Krumlov","Horní Planá","kanalizace","Ing. Martin Kalač"]
["2023-07-19","2023-09-18","2023-10-04",null,null,"91009/2023\n112295/2023","ČEVAK a.s.","Město Horní Planá","3103-719307-00245895-4/2","Horní Planá - Maňava - ČOV",null,null,"Český Krumlov","Horní Planá","kanalizace","Ing. Martin Kalač"]
["2023-07-19","2023-09-18","2023-10-04",null,null,"91009/2023\n112295/2023","ČEVAK a.s.","Město Horní Planá","3103-643700-00245895-4/3","Horní Planá - Hodňov - ČOV",null,null,"Český Krumlov","Horní Planá","kanalizace","Ing. Martin Kalač"]
["2004-03-12","2004-03-24","2004-04-15",null,null,"9182/2004","1.JVS a.s.","Město Vodňany","3117-784281-00251984-3/4","Vodňany – stoková síť napojená na VKV 2",null,"změna rozhodnutím 19820/2006",null,null,null,null,null,"KUCBAWZ0DTB5"]
["2004-03-12","2004-03-24","2004-04-15",null,null,"9182/2004","1.JVS a.s.","Město Vodňany","3117-784281-00251984-3/3","Vodňany – stoková síť napojená na VKV 1",null,"změna rozhodnutím 19820/2006",null,null,null,null,null,"KUCBAWZ0DTB5"]
["2004-03-12","2004-03-24","2004-04-15",null,null,"9182/2004","1.JVS a.s.","Město Vodňany","3117-737402-00251984-3/2","Vodňany – Radčice – stoková síť napojená na VKV 2",null,"změna rozhodnutím 19820/2006, zrušeno 44260/2021",null,null,null,null,null,"KUCBAWZ0DTB5"]
["2004-03-12","2004-03-24","2004-04-15",null,null,"9182/2004","1.JVS a.s.","Město Vodňany","3117-737402-00251984-3/1","Vodňany – Radčice – stoková síť napojená na VKV 1",null,"změna rozhodnutím 19820/2006, zrušeno 44260/2021",null,null,null,null,null,"KUCBAWZ0DTB5"]
["2004-03-12","2004-03-24","2004-04-15",null,null,"9182/2004","1.JVS a.s.","Město Vodňany","3117-773611-00251984-3/1","Hvožďany – Újezd – stoková síť napojená na VKV ",null,"změna rozhodnutím 19820/2006, zrušeno 44260/2021",null,null,null,null,null,"KUCBAWZ0DTB5"]
["2004-03-12","2004-03-24","2004-04-15",null,null,"9182/2004","1.JVS a.s.","Město Vodňany","3117-784281-00251984-3/2","Vodňany – Pražák – stoková síť napojená na VKV 1",null,"změna rozhodnutím 19820/2006, zrušeno 44260/2021",null,null,null,null,null,"KUCBAWZ0DTB5"]
["2004-03-12","2004-03-24","2004-04-15",null,null,"9182/2004","ČEVAK a.s.","Město Vodňany","3117-784281-00251984-1/1","Vodňany – vodovodní sítě",null,"změna rozhodnutím 19820/2006",null,null,null,null,null,"KUCBAWZ0DTB5"]
["2004-03-12","2004-03-24","2004-04-15",null,null,"9182/2004","ČEVAK a.s.","Město Vodňany","3117-784281-00251984-3/1","Vodňany – stoková síť napojení na ČOV",null,"změna rozhodnutím 19820/2006",null,null,null,null,null,"KUCBAWZ0DTB5"]
["2004-03-12","2004-03-24","2004-04-15",null,null,"9182/2004","ČEVAK a.s.","Město Vodňany","3117-784281-00251984-4/1","Vodňany  ČOV",null,"změna rozhodnutím 19820/2006",null,null,null,null,null,"KUCBAWZ0DTB5"]
["2004-03-12","2004-03-24","2004-04-15",null,null,"9182/2004","ČEVAK a.s.","Město Vodňany","3117-676713-00251984-3/1","Vodňany- Křtětice – stoková síť",null,"změna rozhodnutím 19820/2006",null,null,null,null,null,"KUCBAWZ0DTB5"]
["2004-03-12","2004-03-24","2004-04-15",null,null,"9182/2004","ČEVAK a.s.","Město Vodňany","3117-737402-00251984-1/1","Vodňany – Radčice – vodovodní síť",null,"změna rozhodnutím 19820/2006",null,null,null,null,null,"KUCBAWZ0DTB5"]
["2021-04-19","2021-05-06","2021-05-26",null,null,"44260/2021","ČEVAK a.s.","Město Vodňany","3117-737402-00251984-3/1","Vodňany – Radčice – stoková síť"]
["2021-04-19","2021-05-06","2021-05-26",null,null,"44260/2021","ČEVAK a.s.","Město Vodňany","3117-737402-00251984-4/1","Vodňany – Radčice – ČOV"]
["2004-03-12","2004-03-26","2004-04-15",null,null,"9181/2004","ČEVAK a.s.","Obec Staré Hodějovice","3102-754331-00245453-1/1","Staré Hodějovice – vodovodní síť",null,null,null,null,null,null,null,"KUCBAWZ0DTB5"]
["2004-03-12","2004-03-26","2004-04-15",null,null,"9181/2004","ČEVAK a.s.","Obec Staré Hodějovice","3102-754331-00245453-3/1","Staré Hodějovice  - stoková síť",null,null,null,null,null,null,null,"KUCBAWZ0DTB5"]
["2004-03-17","2004-03-26","2004-04-15",null,null,"9242/2004","ČEVAK a.s.","Obec Olešník","3102-710491-00245291-3/1","Stoková síť Olešník",null,"změna rozhodnutím 19437/2008, zrušeno 134392/2023",null,null,null,null,null,"KUCBAWZ0DTB5"]
["2004-03-17","2004-03-26","2004-04-15",null,null,"9242/2004","ČEVAK a.s.","Obec Olešník","3102-710491-00245291-3/2","Stoková síť Chlumec",null,"změna rozhodnutím 19437/2008 zrušeno 134392/2023",null,null,null,null,null,"KUCBAWZ0DTB5"]
["2004-03-17","2004-03-26","2004-04-15",null,null,"9242/2004","ČEVAK a.s.","Obec Olešník","3102-710491-00245291-3/3","Stoková síť Nová Ves",null,"změna rozhodnutím 19437/2008 zrušeno 134392/2023",null,null,null,null,null,"KUCBAWZ0DTB5"]
["2004-03-25","2004-03-26","2004-04-15",null,null,"9242/2004","ČEVAK a.s.","Město Kaplice","3106-725943-00245941-4/1","Čistírna odpadních vod Pořešín",null,null,null,null,null,null,null,"KUCBAWZ0DTB5"]
["2004-03-25","2004-03-26","2004-04-15",null,null,"9242/2004","ČEVAK a.s.","Město Kaplice","3106-725943-00245941-3/1","Stoková síť Pořešín",null,null,null,null,null,null,null,"KUCBAWZ0DTB5"]
["2004-03-24","2004-06-01","2004-06-23","2004-03-26",null,"10040/2004","Obec Stehlovice","Obec Stehlovice","3107-609331-00582051-3/1","KS Stehlovice",null,null,"Milevsko","Stehlovice","kanalizace","Václav Blažek",null,"KUCBAWZ0DTB5"]
["2004-03-25","2004-03-26","2004-04-15",null,null,"10039/2004","Cisterciátské opatství Vyšší Brod","Cisterciátské opatství Vyšší Brod","3103-788996-00476684-1/1","Klášter Vyšší Brod",null,null,"Český Krumlov","Vyšší Brod","vodovod","Tibor Ďureje","podzemní","KUCBAWZ0DTB5"]
["2004-03-12","2004-03-26","2004-04-15",null,null,"9213/2004","ČEVAK a.s.","Obec Lhenice","3109-680907-00250546-2/1","Vadkov – ÚV",null,"změna rozhodnutím 34451/2018",null,null,null,null,null,"KUCBAWZ0DTB5"]
["2004-03-12","2004-03-26","2004-04-15",null,null,"9213/2004","ČEVAK a.s.","Obec Lhenice","3109-680885-00250546-2/1","Lhenice – zářezy",null,"změna rozhodnutím 34451/2018",null,null,null,null,null,"KUCBAWZ0DTB5"]
["2004-03-12","2004-03-26","2004-04-15",null,null,"9213/2004","ČEVAK a.s.","Obec Lhenice","3109-680885-00250546-1/1","Lhenice – vodovodní síť",null,"změna rozhodnutím 34451/2018",null,null,null,null,null,"KUCBAWZ0DTB5"]
["2004-03-12","2004-03-26","2004-04-15",null,null,"9213/2004","ČEVAK a.s.","Obec Lhenice","3109-680907-00250546-1/1","Vadkov – přiváděcí řad: zdroje – ÚV Vadkov",null,"změna rozhodnutím 34451/2018",null,null,null,null,null,"KUCBAWZ0DTB5"]
["2004-03-12","2004-03-26","2004-04-15",null,null,"9213/2004","ČEVAK a.s.","Obec Lhenice","3109-680885-00250546-1/2","Lhenice – přívodní řady: místní zdroje – VDJ",null,"změna rozhodnutím 34451/2018",null,null,null,null,null,"KUCBAWZ0DTB5"]
["2004-03-12","2004-03-26","2004-04-15",null,null,"9213/2004","ČEVAK a.s.","Obec Lhenice","3109-680885-00250546-4/1","ČOV Lhenice ",null,"změna rozhodnutím 34451/2018",null,null,null,null,null,"KUCBAWZ0DTB5"]
["2004-03-12","2004-03-26","2004-04-15",null,null,"9213/2004","ČEVAK a.s.","Obec Lhenice","3109-680885-00250546-3/1","Lhenice – stoková síť",null,"změna rozhodnutím 34451/2018",null,null,null,null,null,"KUCBAWZ0DTB5"]
["2004-03-12","2004-03-26","2004-04-15",null,null,"9213/2004","ČEVAK a.s.","Obec Lhenice","3109-680915-00250546-1/1","Vodice – vodovodní síť",null,"změna rozhodnutím 34451/2018",null,null,null,null,null,"KUCBAWZ0DTB5"]
["2004-03-12","2004-03-26","2004-04-15",null,null,"9213/2004","ČEVAK a.s.","Obec Lhenice","3109-642967-00250546-2/1","Horní Chrášťany – studny",null,"změna rozhodnutím 34451/2018",null,null,null,null,null,"KUCBAWZ0DTB5"]
["2004-03-12","2004-03-26","2004-04-15",null,null,"9213/2004","ČEVAK a.s.","Obec Lhenice","3109-642967-00250546-1/1","Horní Chrášťany – vodovodní síť",null,"změna rozhodnutím 34451/2018",null,null,null,null,null,"KUCBAWZ0DTB5"]
["2004-03-12","2004-03-26","2004-04-15",null,null,"9213/2004","ČEVAK a.s.","Obec Lhenice","3109-680893-00250546-2/1","Třešňový Újezdec – zdroje",null,"změna rozhodnutím 34451/2018",null,null,null,null,null,"KUCBAWZ0DTB5"]
["2004-03-12","2004-03-26","2004-04-15",null,null,"9213/2004","ČEVAK a.s.","Obec Lhenice","3109-680893-00250546-1/2","Třešňový Újezdec – vodovodní síť",null,"změna rozhodnutím 34451/2018",null,null,null,null,null,"KUCBAWZ0DTB5"]
["2004-03-12","2004-03-26","2004-04-15",null,null,"9213/2004","ČEVAK a.s.","Obec Lhenice","3109-680893-00250546-1/1","Třešňový Újezdec – přiváděcí řad: zdroje – VDJ",null,"změna rozhodnutím 34451/2018",null,null,null,null,null,"KUCBAWZ0DTB5"]
["2006-06-01","2006-06-30","2006-07-18",null,null,"16891/2006","ČEVAK a.s.","Obec Lhenice","3109-680915-00250546-2/1","Vodice -zdroj",null,"změna rozhodnutím 34451/2018",null,null,null,null,null,"KUCBAWZ0DTB5"]
["2018-03-08","2018-03-27","2018-04-14",null,null,"34451/2018","ČEVAK a.s.","Obec Lhenice","3109-642967-00250546-4/1","Lhenice - Horní Chrášťany - ČOV",null,null,null,null,null,null,null,"KUCBAWZ0DTB5"]
["2018-03-08","2018-03-27","2018-04-14",null,null,"34451/2018","ČEVAK a.s.","Obec Lhenice","3109-642967-00250546-3/1","Lhenice - Horní Chrášťany - stoková síť",null,null,null,null,null,null,null,"KUCBAWZ0DTB5"]
["2004-03-12","2004-03-26","2004-04-15",null,null,"9206/2004","ČEVAK a.s.","Město Vimperk","3116-782084-00250805-1/4","Vimperk – vodovodní síť",null,"změna rozhodnutím 1925/2007",null,null,null,null,null,"KUCBAWZ0DTC0"]
["2004-03-12","2004-03-26","2004-04-15",null,null,"9206/2004","ČEVAK a.s.","Město Vimperk","3116-782084-00250805-2/1","Vimperk – ÚV Brloh",null,"změna rozhodnutím 1925/2007",null,null,null,null,null,"KUCBAWZ0DTC0"]
["2004-03-12","2004-03-26","2004-04-15",null,null,"9206/2004","ČEVAK a.s.","Město Vimperk","3116-782084-00250805-1/2","Vimperk – př. řad: prameny Hojdle – PK1",null,"změna rozhodnutím 1925/2007",null,null,null,null,null,"KUCBAWZ0DTC0"]
["2004-03-12","2004-03-26","2004-04-15",null,null,"9206/2004","ČEVAK a.s.","Město Vimperk","3116-782084-00250805-1/1","Vimperk – př. řad: Volyňka –ÚV Brloh",null,"změna rozhodnutím 1925/2007",null,null,null,null,null,"KUCBAWZ0DTC0"]
["2004-03-12","2004-03-26","2004-04-15",null,null,"9206/2004","ČEVAK a.s.","Město Vimperk","3116-782084-00250805-2/2","Vimperk – Hojdle - prameny",null,"změna rozhodnutím 1925/2007",null,null,null,null,null,"KUCBAWZ0DTC0"]
["2004-03-12","2004-03-26","2004-04-15",null,null,"9206/2004","ČEVAK a.s.","Město Vimperk","3116-782084-00250805-1/3","Vimperk – př. řad: ÚV – VDJ Brant. Dvůr",null,"změna rozhodnutím 1925/2007",null,null,null,null,null,"KUCBAWZ0DTC0"]
["2004-03-12","2004-03-26","2004-04-15",null,null,"9206/2004","ČEVAK a.s.","Město Vimperk","3116-608629-00250805-1/1","Vimperk – Pravětín – přív. řad:  studny - VDJ",null,"změna rozhodnutím 1925/2007",null,null,null,null,null,"KUCBAWZ0DTC0"]
["2004-03-12","2004-03-26","2004-04-15",null,null,"9206/2004","ČEVAK a.s.","Město Vimperk","3116-608629-00250805-1/2","Vimperk – Pravětín – vodovodní síť",null,"změna rozhodnutím 1925/2007",null,null,null,null,null,"KUCBAWZ0DTC0"]
["2004-03-12","2004-03-26","2004-04-15",null,null,"9206/2004","ČEVAK a.s.","Město Vimperk","3116-608629-00250805-2/1","Pravětín - odkyselení",null,"změna rozhodnutím 1925/2007",null,null,null,null,null,"KUCBAWZ0DTC0"]
["2004-03-12","2004-03-26","2004-04-15",null,null,"9206/2004","ČEVAK a.s.","Město Vimperk","3116-782084-00250805-3/1","Vimperk – stoková síť",null,"změna rozhodnutím 1925/2007",null,null,null,null,null,"KUCBAWZ0DTC0"]
["2004-03-12","2004-03-26","2004-04-15",null,null,"9206/2004","ČEVAK a.s.","Město Vimperk","3116-782084-00250805-4/1","Vimperk ČOV",null,"změna rozhodnutím 1925/2007",null,null,null,null,null,"KUCBAWZ0DTC0"]
["2006-12-20","2007-03-27","2007-04-18",null,null,"1925/2007","ČEVAK a.s.","Město Vimperk","3116-665550-00250805-1/1","Vimperk-Lipka-vodovod. Síť",null,null,null,null,null,null,null,"KUCBAWZ0DTC0"]
["2006-12-20","2007-03-27","2007-04-18",null,null,"1925/2007","ČEVAK a.s.","Město Vimperk","3116-665550-00250805-4/1","Vimperk-Lipka-ČOV",null,null,null,null,null,null,null,"KUCBAWZ0DTC0"]
["2006-12-20","2007-03-27","2007-04-18",null,null,"1925/2007","ČEVAK a.s.","Město Vimperk","3116-707953-00250805-2/1","Vimperk-Lipka-ÚV",null,null,null,null,null,null,null,"KUCBAWZ0DTC0"]
["2006-12-20","2007-03-27","2007-04-18",null,null,"1925/2007","ČEVAK a.s.","Město Vimperk","3116-665550-00250805-3/1","Vimperk-Lipka-stok. Síť",null,null,null,null,null,null,null,"KUCBAWZ0DTC0"]
["2004-03-12","2004-03-26","2004-04-15",null,null,"9190/2004","ČEVAK a.s.","Obec Jarošov nad Nežárkou","3105-657573-00246859-3/1","Jarošov – stoková síť",null,"změna rozhodnutím 19834/2006",null,null,null,null,null,"KUCBAWZ0DTC0"]
["2004-03-12","2004-03-26","2004-04-15",null,null,"9190/2004","ČEVAK a.s.","Obec Jarošov nad Nežárkou","3105-657573-00246859-4/1","ČOV Jarošov",null,"změna rozhodnutím 19834/2006",null,null,null,null,null,"KUCBAWZ0DTC0"]
["2004-03-12","2004-03-26","2004-04-15",null,null,"9190/2004","ČEVAK a.s.","Obec Jarošov nad Nežárkou","3105-657573-00246859-1/1","Jarošov - svod. řady a př. řad",null,"změna rozhodnutím 19834/2006",null,null,null,null,null,"KUCBAWZ0DTC0"]
["2004-03-12","2004-03-26","2004-04-15",null,null,"9190/2004","ČEVAK a.s.","Obec Jarošov nad Nežárkou","3105-657573-00246859-1/2","Jarošov VDV síť",null,"změna rozhodnutím 19834/2006",null,null,null,null,null,"KUCBAWZ0DTC0"]
["2004-03-12","2004-03-26","2004-04-15",null,null,"9190/2004","ČEVAK a.s.","Obec Jarošov nad Nežárkou","3105-657573-00246859-2/1","Jarošov - prameniště",null,"změna rozhodnutím 19834/2006",null,null,null,null,null,"KUCBAWZ0DTC0"]
["2004-03-12","2004-03-26","2004-04-15",null,null,"9190/2004","ČEVAK a.s.","Obec Jarošov nad Nežárkou","3105-792365-00246859-2/1","Zdešov - praměniště",null,"změna rozhodnutím 19834/2006",null,null,null,null,null,"KUCBAWZ0DTC0"]
["2004-03-12","2004-03-26","2004-04-15",null,null,"9190/2004","ČEVAK a.s.","Obec Jarošov nad Nežárkou","3105-792365-00246859-1/1","Zdešov- přív. a svodné řady",null,"změna rozhodnutím 19834/2006",null,null,null,null,null,"KUCBAWZ0DTC0"]
["2004-03-12","2004-03-26","2004-04-15",null,null,"9190/2004","ČEVAK a.s.","Obec Jarošov nad Nežárkou","3105-792365-00246859-2/1","Zdešov – prameniště pro ÚV",null,"změna rozhodnutím 19834/2006",null,null,null,null,null,"KUCBAWZ0DTC0"]
["2004-03-12","2004-03-26","2004-04-15",null,null,"9190/2004","ČEVAK a.s.","Obec Jarošov nad Nežárkou","3105-792365-00246859-1/2","Zdešov – vodovodní síť",null,"změna rozhodnutím 19834/2006",null,null,null,null,null,"KUCBAWZ0DTC0"]
["2004-03-12","2004-03-26","2004-04-15",null,null,"9190/2004","ČEVAK a.s.","Obec Jarošov nad Nežárkou","3105-792365-00246859-3/1","Zdešov – stoková síť",null,"změna rozhodnutím 19834/2006",null,null,null,null,null,"KUCBAWZ0DTC0"]
["2004-03-12","2004-03-26","2004-04-15",null,null,"9196/2004","ČEVAK a.s.","Statutární město České Budějovice","3102-621919-00244732-1/1","České Budějovice – vodovodní síť",null,"změna 34657/2016",null,null,null,null,null,"KUCBAWZ0DTC0"]
["2004-03-12","2004-03-26","2004-04-15",null,null,"9196/2004","ČEVAK a.s.","Statutární město České Budějovice","3102-702111-00244732-2/1","Hůrka - odkyselení",null,"změna 34657/2016",null,null,null,null,null,"KUCBAWZ0DTC0"]
["2004-03-12","2004-03-26","2004-04-15",null,null,"9196/2004","ČEVAK a.s.","Statutární město České Budějovice","3102-702111-00244732-1/1","Nedabyle – přiv. řad:  Nedabyle – ÚV Hůrka",null,"změna 34657/2016",null,null,null,null,null,"KUCBAWZ0DTC0"]
["2004-03-12","2004-03-26","2004-04-15",null,null,"9196/2004","ČEVAK a.s.","Statutární město České Budějovice","3102-621943-00244732-3/1","České Budějovice – stok. síť napojená na VKV 13a",null,"změna 34657/2016",null,null,null,null,null,"KUCBAWZ0DTC0"]
["2004-03-12","2004-03-26","2004-04-15",null,null,"9196/2004","ČEVAK a.s.","Statutární město České Budějovice","3102-621943-00244732-3/2","České Budějovice – stok. síť napojená na VKV 13b ",null,"změna 34657/2016",null,null,null,null,null,"KUCBAWZ0DTC0"]
["2004-03-12","2004-03-26","2004-04-15",null,null,"9196/2004","ČEVAK a.s.","Statutární město České Budějovice","3102-648001-00244732-4/1","České Budějovice ČOV",null,"změna 34657/2016",null,null,null,null,null,"KUCBAWZ0DTC0"]
["2004-03-12","2004-03-26","2004-04-15",null,null,"9196/2004","ČEVAK a.s.","Statutární město České Budějovice","3102-621919-00244732-3/1","České Budějovice – stoková síť napojená na ČOV",null,"změna 34657/2016",null,null,null,null,null,"KUCBAWZ0DTC0"]
["2006-06-01","2006-06-28","2006-07-18",null,null,"16825/2006","ČEVAK a.s.","Statutární město České Budějovice","3102-662216-00244732-1/1","Nové Třebotovice - vodovodní siť",null,"změna 34657/2016",null,null,null,null,null,"KUCBAWZ0DTC0"]
["2006-06-01","2006-06-28","2006-07-18",null,null,"16825/2006","ČEVAK a.s.","Statutární město České Budějovice","3102-662216-00244732-3/1","Nové Třebotovice - stoková siť",null,"změna 34657/2016",null,null,null,null,null,"KUCBAWZ0DTC0"]
["2010-03-03","2010-03-26","2010-04-13",null,null,"6931/2010","ČEVAK a.s.","Statutární město České Budějovice","3102-648001-00244732-1/1","České Budějovice - výtlak surové vody na ÚV",null,"změna 34657/2016",null,null,null,null,null,"KUCBAWZ0DTC0"]
["2010-03-03","2010-03-26","2010-04-13",null,null,"6931/2010","ČEVAK a.s.","Statutární město České Budějovice","3102-648001-00244732-2/1","České Budějovice - úpravna vody",null,"změna 34657/2016",null,null,null,null,null,"KUCBAWZ0DTC0"]
["2011-01-24","2011-02-22","2011-03-11",null,null,"2735/2011","ČEVAK a.s.","Statutární město České Budějovice","3102-662216-00244732-1/2","České Budějovice - PŘ: VDJ Srubec-VDJ Třebotovice",null,"změna 34657/2016",null,null,null,null,null,"KUCBAWZ0DTC0"]
["2014-10-07","2014-11-03","2014-11-19",null,null,"61356/2014","ČEVAK a.s.","Statutární město České Budějovice","3102-662216-00244732-1/3","RVS Třebotovice",null,"změna 34657/2016",null,null,null,null,null,"KUCBAWZ0DTC0"]
["2016-03-08","2016-03-29","2016-04-14",null,null,"34657/2016","ČEVAK a.s.","Statutární město České Budějovice","3102-662216-00244732-4/1","Třebotovice - ČOV",null,null,null,null,null,null,null,"KUCBAWZ0DTC0"]
["2016-03-08","2016-03-29","2016-04-14",null,null,"34657/2016","ČEVAK a.s.","Statutární město České Budějovice","3102-662216-00244732-1/3","Třebotovice - stoková síť",null,null,null,null,null,null,null,"KUCBAWZ0DTC0"]
["2004-03-12","2004-03-26","2004-04-15",null,null,"9201/2004","ČEVAK a.s.","Město Vyšší Brod","3103-788996-00246191-1/3","Vyšší Brod – vodovodní síť",null,"změna rozhodnutím 6945/2010",null,null,null,null,null,"KUCBAWZ0DTC0"]
["2004-03-12","2004-03-26","2004-04-15",null,null,"9201/2004","ČEVAK a.s.","Město Vyšší Brod","3103-788996-00246191-1/2","Vyšší Brod – přiv. řad: prameniště – starý VDJ",null,"změna rozhodnutím 6945/2010",null,null,null,null,null,"KUCBAWZ0DTC0"]
["2004-03-12","2004-03-26","2004-04-15",null,null,"9201/2004","ČEVAK a.s.","Město Vyšší Brod","3103-788996-00246191-1/1","Vyšší Brod – při. řad: M. Vltavice - ÚV",null,"změna rozhodnutím 6945/2010",null,null,null,null,null,"KUCBAWZ0DTC0"]
["2004-03-12","2004-03-26","2004-04-15",null,null,"9201/2004","ČEVAK a.s.","Město Vyšší Brod","3103-788996-00246191-2/1","Vyšší Brod - ÚV",null,"změna rozhodnutím 6945/2010",null,null,null,null,null,"KUCBAWZ0DTC0"]
["2004-03-12","2004-03-26","2004-04-15",null,null,"9201/2004","ČEVAK a.s.","Město Vyšší Brod","3103-788996-00246191-2/2","Vyšší Brod – prameniště",null,"změna rozhodnutím 6945/2010",null,null,null,null,null,"KUCBAWZ0DTC0"]
["2004-03-12","2004-03-26","2004-04-15",null,null,"9201/2004","ČEVAK a.s.","Město Vyšší Brod","3103-788996-00246191-3/1","Vyšší Brod – stoková síť",null,"změna rozhodnutím 6945/2010",null,null,null,null,null,"KUCBAWZ0DTC0"]
["2004-03-12","2004-03-26","2004-04-15",null,null,"9201/2004","ČEVAK a.s.","Město Vyšší Brod","3103-788988-00246191-4/1","ČOV Vyšší Brod",null,"změna rozhodnutím 6945/2010",null,null,null,null,null,"KUCBAWZ0DTC0"]
["2004-03-12","2004-03-26","2004-04-15",null,null,"9201/2004","ČEVAK a.s.","Město Vyšší Brod","3103-788953-00246191-2/1","Hrudkov – odkyselení",null,"změna rozhodnutím 6945/2010",null,null,null,null,null,"KUCBAWZ0DTC0"]
["2004-03-12","2004-03-26","2004-04-15",null,null,"9201/2004","ČEVAK a.s.","Město Vyšší Brod","3103-788953-00246191-1/1","Hrudkov /zadní/ - vodovodní síť",null,"změna rozhodnutím 6945/2010",null,null,null,null,null,"KUCBAWZ0DTC0"]
["2004-03-12","2004-03-26","2004-04-15",null,null,"9201/2004","ČEVAK a.s.","Město Vyšší Brod","3103-788970-00246191-1/2","Studánky – vodovodní síť",null,"změna rozhodnutím 6945/2010",null,null,null,null,null,"KUCBAWZ0DTC0"]
["2004-03-12","2004-03-26","2004-04-15",null,null,"9201/2004","ČEVAK a.s.","Město Vyšší Brod","3103-788970-00246191-1/1","Studánky – přiv. řady: zdroje – ÚV",null,"změna rozhodnutím 6945/2010",null,null,null,null,null,"KUCBAWZ0DTC0"]
["2004-03-12","2004-03-26","2004-04-15",null,null,"9201/2004","ČEVAK a.s.","Město Vyšší Brod","3103-788970-00246191-2/1","Studánky – ÚV",null,"změna rozhodnutím 6945/2010",null,null,null,null,null,"KUCBAWZ0DTC0"]
["2004-03-12","2004-03-26","2004-04-15",null,null,"9201/2004","ČEVAK a.s.","Město Vyšší Brod","3103-788970-00246191-3/1","Studánky – stoková síť",null,"změna rozhodnutím 6945/2010",null,null,null,null,null,"KUCBAWZ0DTC0"]
["2004-03-12","2004-03-26","2004-04-15",null,null,"9201/2004","ČEVAK a.s.","Město Vyšší Brod","3103-788970-00246191-4/1","ČOV Studánky ",null,"změna rozhodnutím 6945/2010",null,null,null,null,null,"KUCBAWZ0DTC0"]
["2004-03-12","2004-03-26","2004-04-15",null,null,"9201/2004","ČEVAK a.s.","Město Vyšší Brod","3103-687111-00246191-3/1","Kyselov – stoková síť",null,"změna rozhodnutím 6945/2010",null,null,null,null,null,"KUCBAWZ0DTC0"]
["2004-03-12","2004-03-26","2004-04-15",null,null,"9201/2004","ČEVAK a.s.","Město Vyšší Brod","3103-687111-00246191-1/1","Vyšší Brod – Dolní Jílovice",null,"změna rozhodnutím 6945/2010",null,null,null,null,null,"KUCBAWZ0DTC0"]
["2004-03-12","2004-03-26","2004-04-15",null,null,"9201/2004","ČEVAK a.s.","Město Vyšší Brod","3103-687111-00246191-2/1","Bolechy – studna",null,"změna rozhodnutím 6945/2010",null,null,null,null,null,"KUCBAWZ0DTC0"]
["2010-03-03","2010-03-26","2010-04-13",null,null,"6845/2010","ČEVAK a.s.","Město Vyšší Brod","3103-788996-00246191-1/3","Vyšší Brod vodovodní síť",null,null,null,null,null,null,null,"KUCBAWZ0DTC0"]
["2004-03-23","2004-04-08","2004-04-30",null,null,"10041/2004","AQUAŠUMAVA s.r.o.","Obec Horní Vltavice","3116-644595-00250422-1/1","Vodovod Horní Vltavice",null,"zrušeno 21871/2012","Vimperk","Horní Vltavice","vodovod","Ing. Igor Kasalický","podzemní","KUCBAWZ0DTC0"]
["2004-03-23","2004-04-08","2004-04-30",null,null,"10041/2004","AQUAŠUMAVA s.r.o.","Obec Horní Vltavice","3116-644595-00250422-2/1","Úpravna vody Horní Vltavice",null,"zrušeno 21871/2012","Vimperk","Horní Vltavice","vodovod","Ing. Igor Kasalický",null,"KUCBAWZ0DTC0"]
["2004-03-23","2004-04-08","2004-04-30",null,null,"10041/2004","AQUAŠUMAVA s.r.o.","Obec Horní Vltavice","3116-644595-00250422-3/1","Kanalizace Horní Vltavice",null,"zrušeno 21871/2012","Vimperk","Horní Vltavice","kanalizace","Ing. Igor Kasalický",null,"KUCBAWZ0DTC0"]
["2004-03-23","2004-04-08","2004-04-30",null,null,"10041/2004","AQUAŠUMAVA s.r.o.","Obec Horní Vltavice","3116-644595-00250422-4/1","ČOV Horní Vltavice",null,"zrušeno 21871/2012","Vimperk","Horní Vltavice","kanalizace","Ing. Igor Kasalický",null,"KUCBAWZ0DTC0"]
["2004-03-12","2004-03-30","2004-04-17",null,null,"9141/2004","ČEVAK a.s.","Obec Horní Stropnice","3113-744361-00244929-1/1","přív. řad – ÚV  k Rychnovu",null,"Změna 89891/2020, zrušeno 2205/2021",null,null,null,null,null,"KUCBAWZ0DTC0"]
["2004-03-12","2004-03-30","2004-04-17",null,null,"9141/2004","ČEVAK a.s.","Obec Horní Stropnice","3113-744361-00244929-1/2","Rychnov u Nových Hradů – vodovodní síť",null,"Změna 89891/2020, zrušeno 2205/2021",null,null,null,null,null,"KUCBAWZ0DTC0"]
["2004-03-23","2004-04-08","2004-04-30",null,null,"10041/2004","AQUAŠUMAVA s.r.o.","Obec Kvilda","3116-378350-00250511-1/1","Vodovod Kvilda",null,"zrušeno 62016/2014","Vimperk","Kvilda","vodovod","Ing. Igor Kasalický","podzemní","KUCBAWZ0DTC0"]
["2004-03-23","2004-04-08","2004-04-30",null,null,"10041/2004","AQUAŠUMAVA s.r.o.","Obec Kvilda","3116-378350-00250511-2/1","Úpravna vody Kvilda",null,"zrušeno 62016/2014","Vimperk","Kvilda","vodovod","Ing. Igor Kasalický",null,"KUCBAWZ0DTC0"]
["2004-03-23","2004-04-08","2004-04-30",null,null,"10041/2004","AQUAŠUMAVA s.r.o.","Obec Kvilda","3116-378350-00250511-3/1","Kanalizace Kvilda",null,"zrušeno 62016/2014","Vimperk","Kvilda","kanalizace","Ing. Igor Kasalický",null,"KUCBAWZ0DTC0"]
["2004-03-23","2004-04-08","2004-04-30",null,null,"10041/2004","AQUAŠUMAVA s.r.o.","Obec Kvilda","3116-378350-00250511-4/1","ČOV Kvilda",null,"zrušeno 62016/2014","Vimperk","Kvilda","kanalizace","Ing. Igor Kasalický",null,"KUCBAWZ0DTC0"]
["2004-03-23","2004-04-08","2004-04-30",null,null,"10041/2004","AQUAŠUMAVA s.r.o.","Obec Nová Pec","3109-705225-00250619-1/1","Vodovod Nová Pec",null,"zrušeno 90299/2016","Prachatice","Nová Pec","vodovod","Ing. Igor Kasalický","podzemní","KUCBAWZ0DTC0"]
["2004-03-23","2004-04-08","2004-04-30",null,null,"10041/2004","AQUAŠUMAVA s.r.o.","Obec Nová Pec","3109-705225-00250619-2/1","Úpravna vody Nová Pec",null,"zrušeno 90299/2016","Prachatice","Nová Pec","vodovod","Ing. Igor Kasalický",null,"KUCBAWZ0DTC0"]
["2004-03-23","2004-04-08","2004-04-30",null,null,"10041/2004","AQUAŠUMAVA s.r.o.","Obec Nová Pec","3109-705225-00250619-3/1","Kanalizace Nová Pec",null,"zrušeno 90299/2016","Prachatice","Nová Pec","kanalizace","Ing. Igor Kasalický",null,"KUCBAWZ0DTC0"]
["2004-03-23","2004-04-08","2004-04-30",null,null,"10041/2004","AQUAŠUMAVA s.r.o.","Obec Nová Pec","3109-705225-00250619-4/1","ČOV Nová Pec",null,"zrušeno 90299/2016","Prachatice","Nová Pec","kanalizace","Ing. Igor Kasalický",null,"KUCBAWZ0DTC0"]
["2004-03-23","2004-04-08","2004-04-30",null,null,"10041/2004","AQUAŠUMAVA s.r.o.","Obec Strážný","3116-756687-00250694-1/1","Vodovod Strážný",null,"Zrušeno 31656/2007","Vimperk","Strážný","vodovod","Ing. Igor Kasalický","podzemní","KUCBAWZ0DTC0"]
["2004-03-23","2004-04-08","2004-04-30",null,null,"10041/2004","AQUAŠUMAVA s.r.o.","Obec Strážný","3116-756687-00250694-2/1","Úpravna vody Strážný",null,"Zrušeno 31656/2007","Vimperk","Strážný","vodovod","Ing. Igor Kasalický",null,"KUCBAWZ0DTC0"]
["2004-03-23","2004-04-08","2004-04-30",null,null,"10041/2004","AQUAŠUMAVA s.r.o.","Obec Strážný","3116-756687-00250694-3/1","Kanalizace Strážný",null,"Zrušeno 31656/2007","Vimperk","Strážný","kanalizace","Ing. Igor Kasalický",null,"KUCBAWZ0DTC0"]
["2004-03-23","2004-04-08","2004-04-30",null,null,"10041/2004","AQUAŠUMAVA s.r.o.","Obec Strážný","3116-756687-00250694-4/1","ČOV Strážný",null,"Zrušeno 31656/2007","Vimperk","Strážný","kanalizace","Ing. Igor Kasalický",null,"KUCBAWZ0DTC0"]
["2004-03-12","2004-03-31","2004-04-22","2004-03-29",null,"9143/2004","ČEVAK a.s.","Obec Ledenice","3102-679798-00245135-1/2","Ledenice – přív. řad: odbočka k Radosticím – VDJ L",null,"změna 89159/2020","Česské Budějovice","Ledenice","vodovod","Ing. Martin Kalač",null,"KUCBAWZ0DTEQ"]
["2004-03-12","2004-03-31","2004-04-22","2004-03-29",null,"9143/2004","ČEVAK a.s.","Obec Ledenice","3102-679798-00245135-1/1","Ledenice – vodovodní síť",null,"změna 89159/2020","Česské Budějovice","Ledenice","vodovod","Ing. Martin Kalač",null,"KUCBAWZ0DTEQ"]
["2004-03-12","2004-03-31","2004-04-22","2004-03-29",null,"9143/2004","ČEVAK a.s.","Obec Ledenice","3102-679798-00245135-2/1","Ledenice - odkyselení",null,"změna 89159/2020","Česské Budějovice","Ledenice","vodovod","Ing. Martin Kalač",null,"KUCBAWZ0DTEQ"]
["2004-03-12","2004-03-31","2004-04-22","2004-03-29",null,"9143/2004","ČEVAK a.s.","Obec Ledenice","3102-679798-00245135-3/3","Ledenice – stoková síť napojená na ČOV",null,"změna 89159/2020","Česské Budějovice","Ledenice","kanalizace","Ing. Martin Kalač",null,"KUCBAWZ0DTEQ"]
["2004-03-12","2004-03-31","2004-04-22","2004-03-29",null,"9143/2004","ČEVAK a.s.","Obec Ledenice","3102-679798-00245135-3/2","Ledenice – stoková síť napojená na VKV 7",null,"změna 89159/2020","Česské Budějovice","Ledenice","kanalizace","Ing. Martin Kalač",null,"KUCBAWZ0DTEQ"]
["2004-03-12","2004-03-31","2004-04-22","2004-03-29",null,"9143/2004","ČEVAK a.s.","Obec Ledenice","3102-679798-00245135-3/1","Ledenice – stoková síť napojená na VKV 4",null,"změna 89159/2020","Česské Budějovice","Ledenice","kanalizace","Ing. Martin Kalač",null,"KUCBAWZ0DTEQ"]
["2004-03-12","2004-03-31","2004-04-22","2004-03-29",null,"9143/2004","ČEVAK a.s.","Obec Ledenice","3102-679798-00245135-4/1","Ledenice ČOV",null,"změna 89159/2020","Česské Budějovice","Ledenice","kanalizace","Ing. Martin Kalač",null,"KUCBAWZ0DTEQ"]
["2004-03-12","2004-03-31","2004-04-22","2004-03-29",null,"9143/2004","ČEVAK a.s.","Obec Ledenice","3102-791644-00245135-3/1","Zborov – stoková síť",null,"změna 89159/2020","Česské Budějovice","Ledenice","kanalizace","Ing. Martin Kalač",null,"KUCBAWZ0DTEQ"]
["2004-03-12","2004-03-31","2004-04-22","2004-03-29",null,"9143/2004","ČEVAK a.s.","Obec Ledenice","3102-791644-00245135-1/1","Zborov – přív. řad: zdroje - ÚV",null,"změna 89159/2020","Česské Budějovice","Ledenice","vodovod","Ing. Martin Kalač",null,"KUCBAWZ0DTEQ"]
["2004-03-12","2004-03-31","2004-04-22","2004-03-29",null,"9143/2004","ČEVAK a.s.","Obec Ledenice","3102-791644-00245135-1/2","Zborov – Zaliny – vodovodní síť",null,"změna 89159/2020","Česské Budějovice","Ledenice","vodovod","Ing. Martin Kalač",null,"KUCBAWZ0DTEQ"]
["2004-03-12","2004-03-31","2004-04-22","2004-03-29",null,"9143/2004","ČEVAK a.s.","Obec Ledenice","3102-791644-00245135-2/1","Zborov - ÚV",null,"změna 89159/2020","Česské Budějovice","Ledenice","vodovod","Ing. Martin Kalač",null,"KUCBAWZ0DTEQ"]
["2008-03-26","2008-04-23","2008-05-14",null,null,"9745/2008","ČEVAK a.s.","Obec Ledenice","3102-791644-00245135-3/2","Ledenice - Ohrazeníčko - stoková síť",null,"změna 89159/2020","Česské Budějovice","Ledenice","kanalizace","Ing. Martin Kalač",null,"KUCBAWZ0DTEQ"]
["2008-03-26","2008-04-23","2008-05-14",null,null,"9745/2008","ČEVAK a.s.","Obec Ledenice","3102-791644-00245135-4/1","Ledenice - Ohrazeníčko - ČOV",null,"změna 89159/2020","Česské Budějovice","Ledenice","kanalizace","Ing. Martin Kalač",null,"KUCBAWZ0DTEQ"]
["2018-11-23","2018-12-13","2018-12-31",null,null,"143690/2018","ČEVAK a.s.","Obec Ledenice","3102-791628-00245135-3/1","Ledenice - Ohrazení - stoková síť",null,"změna 89159/2020","Česské Budějovice","Ledenice","kanalizace","Ing. Martin Kalač"]
["2020-03-27","2020-05-04","2020-05-22",null,null,"45716/2020","ČEVAK a.s.","obec Ledenice","3102-791644-00245135-4/2","Ledenice - Zborov ČOV",null,"změna 89159/2020","Česské Budějovice","Ledenice","kanalizace","Ing. Martin Kalač"]
["2020-07-15","2020-08-10","2020-08-29",null,null,"89159/2020","ČEVAK a.s.","obec Ledenice","3102-662224-00245135-4/1","Ledenice – Zaliny – ČOV",null,null,"Česské Budějovice","Ledenice","kanalizace","Ing. Martin Kalač"]
["2020-07-15","2020-08-10","2020-08-29",null,null,"89159/2020","ČEVAK a.s.","obec Ledenice","3102-662224-00245135-3/1","Ledenice – Zaliny – stoková síť",null,null,"Česské Budějovice","Ledenice","kanalizace","Ing. Martin Kalač"]
["2004-03-12","2004-03-31","2004-04-22","2004-03-29",null,"9164/2004","ČEVAK a.s.","město Borovany",null,null,null,"změna 9709/2008, 44019/2020","Trhové Sviny","Borovany","kanalizace","Ing. Martin Kalač",null,"KUCBAWZ0DTEQ"]
["2004-03-12","2004-03-31","2004-04-22","2004-03-29",null,"9164/2004","ČEVAK a.s.","město Borovany",null,null,null,"změna 9709/2008, 44019/2020","Trhové Sviny","Borovany","kanalizace","Ing. Martin Kalač",null,"KUCBAWZ0DTEQ"]
["2004-03-12","2004-03-31","2004-04-22","2004-03-29",null,"9164/2004","ČEVAK a.s.","město Borovany","3113-607746-00244686-1/1","Borovany – vodovodní síť",null,"změna 9709/2008, 44019/2020","Trhové Sviny","Borovany","vodovod","Ing. Martin Kalač",null,"KUCBAWZ0DTEQ"]
["2004-03-12","2004-03-31","2004-04-22","2004-03-29",null,"9164/2004","ČEVAK a.s.","město Borovany","3113-768430-00244686-1/1","Radostice – Trocnov- vodovodní síť",null,"změna 9709/2008, 44019/2020","Trhové Sviny","Borovany","vodovod","Ing. Martin Kalač",null,"KUCBAWZ0DTEQ"]
["2004-03-12","2004-03-31","2004-04-22","2004-03-29",null,"9164/2004","1.JVS a.s.","Město Borovany","3113-769398-00244686-2/1","Třebeč - ÚV",null,"zrušeno 8901/2007",null,null,null,null,null,"KUCBAWZ0DTEQ"]
["2004-03-12","2004-03-31","2004-04-22","2004-03-29",null,"9164/2004","1.JVS a.s.","Město Borovany","3113-769398-00244686-1/1","Třebeč – vodovodní síť",null,"zrušeno 9709/2008,",null,null,null,null,null,"KUCBAWZ0DTEQ"]
["2020-02-17","2020-05-13","2020-05-30",null,null,"44019/2020","ČEVAK a.s.","město Borovany","3113-607746-00244686-1/3","Borovany (Vrcov, Hluboká, Dvorec, Třebeč) - vodovodní síť",null,null,"Trhové Sviny","Borovany","vodovod","Ing. Martin Kalač"]
["2004-03-31","2004-03-31","2004-04-22",null,null,"10519/2004","ČEVAK a.s.","Obec Ledenice, město Borovany","3113-607746-00244686-1/1","Borovany – přiv. řad: vrty 1,2 – ÚV Borovany",null,null,null,null,null,null,null,"KUCBAWZ0DTEQ"]
["2004-03-31","2004-03-31","2004-04-22",null,null,"10519/2004","ČEVAK a.s.","Obec Ledenice, město Borovany","3113-768430-00244686-1/1","Borovany – přiv. řad ÚV Borovany – odbočka k Rado",null,null,null,null,null,null,null,"KUCBAWZ0DTEQ"]
["2004-03-31","2004-03-31","2004-04-22",null,null,"10519/2004","ČEVAK a.s.","Obec Ledenice, město Borovany","3113-607746-00244686-1/2","Borovany – přiv. řad: prameniště Radostice  - VDJ s ",null,null,null,null,null,null,null,"KUCBAWZ0DTEQ"]
["2004-03-31","2004-03-31","2004-04-22",null,null,"10519/2004","ČEVAK a.s.","Obec Ledenice, město Borovany","3113-768430-00244686-2/1","Radostice - odkyselení",null,null,null,null,null,null,null,"KUCBAWZ0DTEQ"]
["2004-03-31","2004-03-31","2004-04-22",null,null,"10519/2004","ČEVAK a.s.","Obec Ledenice, město Borovany","3113-607746-00244686-2/1","Borovany - ÚV",null,null,null,null,null,null,null,"KUCBAWZ0DTEQ"]
["2004-03-31","2004-05-27","2004-06-16",null,null,"10598/2004","Obec Jickovice","Obec Jickovice","3107-676900-00511471-3/1","KS Jickovice",null,null,"Milevsko","Jickovice","kanalizace","Stanislav Rejpal",null,"KUCBAWZ0DTEQ"]
["2004-03-31","2004-04-19","2004-05-11",null,null,"10596/2004","Obec Řepice","Obec Řepice","3111-742121-00667820-3/1","Stoková síť Řepice - volné výustě V1,3,4,5,6",null,"zrušeno 3387/2024","Strakonice","Řepice","kanalizace","Václav Rejšek",null,"KUCBAWZ0DTEQ"]
["2004-03-31","2004-04-19","2004-05-11",null,null,"10596/2004","Obec Řepice","Obec Řepice","3111-742121-00667820-3/2","stoková síť Řepice - volné výustě V2,7",null,"zrušeno 3387/2024","Strakonice","Řepice","kanalizace","Václav Rejšek",null,"KUCBAWZ0DTEQ"]
["2004-03-30","2004-04-26","2004-05-15","2004-04-01",null,"10597/2004","Obec Dobšice","Obec Dobšice","3115-628077-00581241-3/1","KS Dobšice",null,"změna rozhodnutí 54835/2018","Týn nad Vltavou","Dobšice","kanalizace","Jiří Netík",null,"KUCBAWZ0DTEQ"]
["2009-07-01","2009-08-13","2009-09-02",null,null,"22006/2009","Obec Dobšice","Obec Dobšice","3115-628077-00581241-1/1","vodovod Dobšice",null,"změna rozhodnutí 54835/2018","Týn nad Vltavou","Dobšice","vodovod","Jiří Netík",null,"KUCBAWZ0DTEQ"]
["2018-04-19","2018-05-09","2018-05-29",null,null,"54835/2018","Obec Dobšice","Obec Dobšice","3115-628077-00581241-4/1","ČOV Dobšice",null,null,"Týn nad Vltavou","Dobšice","kanalizace","Jiří Netík",null,"KUCBAWZ0DTEQ"]
["2004-03-30","2004-04-29","2004-05-22",null,null,"10593/2004","Obec Novosedly","Obec Novosedly","3111-706906-00251623-3/1","stoková síť Novosedly- volná výusť V1",null,"zrušeno rozhodnutím 11786/2008","Strakonice","Novosedly","kanalizace","Václav Tomšovic",null,"KUCBAWZ0DTEQ"]
["2004-03-30","2004-04-29","2004-05-22",null,null,"10593/2004","Obec Novosedly","Obec Novosedly","3111-706906-00251623-3/3","stoková síť Novosedly (sídliště)",null,"zrušeno rozhodnutím 11786/2008","Strakonice","Novosedly","kanalizace","Václav Tomšovic",null,"KUCBAWZ0DTEQ"]
["2004-03-30","2004-04-29","2004-05-22",null,null,"10593/2004","Obec Novosedly","Obec Novosedly","3111-706906-00251623-4/1","ČOV Novosedly",null,"zrušeno rozhodnutím 11786/2008","Strakonice","Novosedly","kanalizace","Václav Tomšovic",null,"KUCBAWZ0DTEQ"]
["2004-04-02","2004-04-07","2004-04-30",null,null,"11024/2004","Obec Tálín","Obec Tálín","3108-765015-00250163-3/1","KS Tálín",null,null,"Písek","Tálín","kanalizace","Josef Šesták",null,"KUCBAWZ0DTEQ"]
["2004-04-02","2004-04-29","2004-05-22",null,null,"11026/2004","Obec Kladruby","Obec Kladruby","3111-665321-46684484-1/1","RVS Kladruby",null,"změna 14518/2012","Strakonice","Kladruby","vodovod","Ing. Pavel Prihara",null,"KUCBAWZ0DTEQ"]
["2004-04-02","2004-04-29","2004-05-22",null,null,"11026/2004","Obec Kladruby","Obec Kladruby","3111-665321-46684484-3/1","Stoková síť Kladruby",null,"změna 14518/2012","Strakonice","Kladruby","kanalizace","Ing. Pavel Prihara",null,"KUCBAWZ0DTEQ"]
["2004-04-07","2004-04-09","2004-04-30",null,null,"11395/2004","ČEVAK a.s.","Obec Vidov","3102-741621-00581917-3/1","Stoková síť Vidov",null,null,null,null,null,null,null,"KUCBAWZ0DTEQ"]
["2004-04-02","2004-04-09","2004-04-30",null,null,"11395/2004","ČEVAK a.s.","Obec Dubičné","3102-633534-00581275-1/1","RVS Dubičné",null,"změna 1585/2013",null,null,null,null,null,"KUCBAWZ0DTEQ"]
["2013-01-09","2013-01-28","2013-02-15",null,null,"1585/2013","ČEVAK a.s.","Obec Dubičné","3102-633534-00581275-3/1","Dubičné - stoková síť",null,null,null,null,null,null,null,"KUCBAWZ0DTEQ"]
["2004-04-19","2004-04-23","2004-05-14",null,null,"12451/2004","VaK JČ a.s.","Obec Dolní Třebonín","3103-630250-00245852-3/1","Stoková síť Dolní Třebonín ",null,"zrušeno 10445/2012",null,null,null,null,null,"KUCBAWZ0DTGG"]
["2004-04-19","2004-04-23","2004-05-14",null,null,"12451/2004","VaK JČ a.s.","Obec Dolní Třebonín","3103-630250-00245852-4/1","Čistírna odpadních vod Dolní Třebonín",null,"zrušeno 10445/2012",null,null,null,null,null,"KUCBAWZ0DTGG"]
["2004-04-19","2004-04-23","2004-05-14",null,null,"12451/2004","VaK JČ a.s.","Obec Dolní Třebonín","3103-630250-00245852-1/1","RVS Dolní Třebonín – nová Zástavba ZTV l.-3. okruh",null,"zrušeno 10445/2012",null,null,null,null,null,"KUCBAWZ0DTGG"]
["2004-04-19","2004-05-18","2004-06-08",null,null,"12620/2004","VaK JČ a.s.","Obec Chvalšiny","3103-655333-00245925-2/1","Úpravna vody Chvalšiny",null,"zrušeno 22300/2011",null,null,null,null,null,"KUCBAWZ0DTGG"]
["2004-04-19","2004-05-18","2004-06-08",null,null,"12620/2004","VaK JČ a.s.","Obec Chvalšiny","3103-655333-00245925-1/1","Přívodní řad – ÚV Hejdlov – VDJ Hejdlov",null,"zrušeno 22300/2011",null,null,null,null,null,"KUCBAWZ0DTGG"]
["2004-04-19","2004-05-18","2004-06-08",null,null,"12620/2004","VaK JČ a.s.","Obec Chvalšiny","3103-655333-00245925-1/2","Přívodní řad – VDJ Hejdlov – Obec Chvalšiny",null,"zrušeno 22300/2011",null,null,null,null,null,"KUCBAWZ0DTGG"]
["2004-04-19","2004-05-18","2004-06-08",null,null,"12620/2004","VaK JČ a.s.","Obec Chvalšiny","3103-655333-00245925-1/3","Přívodní řad – odb.z L 100 – Červený Dvůr",null,"zrušeno 22300/2011",null,null,null,null,null,"KUCBAWZ0DTGG"]
["2004-04-19","2004-05-18","2004-06-08",null,null,"12620/2004","VaK JČ a.s.","Obec Chvalšiny","3103-655333-00245925-1/5","Přívodní řad – Chvalšiny – VDJ Chvalšiny",null,"zrušeno 22300/2011",null,null,null,null,null,"KUCBAWZ0DTGG"]
["2004-04-19","2004-05-18","2004-06-08",null,null,"12620/2004","VaK JČ a.s.","Obec Chvalšiny","3103-655333-00245925-1/4","Rozvodná vodovodní síť Chvalšiny",null,"zrušeno 22300/2011",null,null,null,null,null,"KUCBAWZ0DTGG"]
["2004-04-19","2004-05-18","2004-06-08",null,null,"12620/2004","VaK JČ a.s.","Obec Chvalšiny","3103-655295-00245925-1/2","Přívodní řad – VDJ Borová- Vzduš.šachta Borová",null,"zrušeno 22300/2011",null,null,null,null,null,"KUCBAWZ0DTGG"]
["2004-04-19","2004-05-18","2004-06-08",null,null,"12620/2004","ČEVAK a.s.","Obec Chvalšiny","3103-655333-00245925-4/1","Čistírna odpadních vod Chvalšiny",null,null,null,null,null,null,null,"KUCBAWZ0DTGG"]
["2004-04-19","2004-05-18","2004-06-08",null,null,"12620/2004","ČEVAK a.s.","Obec Chvalšiny","3103-655333-00245925-3/1","Stoková síť Chvalšiny",null,null,null,null,null,null,null,"KUCBAWZ0DTGG"]
["2004-04-19","2004-05-18","2004-06-08",null,null,"12620/2004","ČEVAK a.s.","Obec Chvalšiny","3103-655295-00245925-2/1","Zářezy a sběrná studna Borová",null,null,null,null,null,null,null,"KUCBAWZ0DTGG"]
["2004-04-19","2004-05-18","2004-06-08",null,null,"12620/2004","ČEVAK a.s.","Obec Chvalšiny","3103-655295-00245925-1/1","Rozvodná vodovodní síť Borová",null,null,null,null,null,null,null,"KUCBAWZ0DTGG"]
["2011-06-13","2011-06-29","2011-07-23",null,null,"22300/2011","ČEVAK a.s.","Obec Chvalšiny","3103-655333-00245925-2/1 ","Chvalšiny - ÚV Hejdlov",null,null,null,null,null,null,null,"KUCBAWZ0DTGG"]
["2011-06-13","2011-06-29","2011-07-23",null,null,"22300/2011","ČEVAK a.s.","Obec Chvalšiny","3103-655333-00245925-2/2 ","Borová - Vopicák - pramenište",null,null,null,null,null,null,null,"KUCBAWZ0DTGG"]
["2011-06-13","2011-06-29","2011-07-23",null,null,"22300/2011","ČEVAK a.s.","Obec Chvalšiny","3103-655333-00245925-1/2 ","Chvalšiny, PR od jímání Hejdlov k obci Chvalšiny",null,null,null,null,null,null,null,"KUCBAWZ0DTGG"]
["2011-06-13","2011-06-29","2011-07-23",null,null,"22300/2011","ČEVAK a.s.","Obec Chvalšiny","3103-655333-00245925-1/3 ","Chvalšiny, PR od Pramenište Borová - Vopicák k obci Chvalšiny",null,null,null,null,null,null,null,"KUCBAWZ0DTGG"]
["2011-06-13","2011-06-29","2011-07-23",null,null,"22300/2011","ČEVAK a.s.","Obec Chvalšiny","3103-655333-00245925-1/1 ","Chvalšiny - RVS",null,null,null,null,null,null,null,"KUCBAWZ0DTGG"]
["2004-03-17","2004-04-26","2004-05-14",null,null,"12611/2004","Obec Dvory nad lužnicí","Obec Dvory nad lužnicí","3114-633925-00477001-1/1","Dvory nad Lužnicí",null,"změna 24211/2011","Třeboň","Dvory nad Lužnicí","vodovod","Josef Macho",null,"KUCBAWZ0DTGG"]
["2004-03-17","2004-04-26","2004-05-14",null,null,"12611/2004","Obec Dvory nad lužnicí","Obec Dvory nad lužnicí","3114-633925-00477001-3/1","Dvory nad Lužnicí",null,"změna 24211/2011","Třeboň","Dvory nad Lužnicí","kanalizace","Josef Macho",null,"KUCBAWZ0DTGG"]
["2004-04-22","2004-04-26","2004-05-15",null,null,"12670/2004","Obec Řepeč","Obec Řepeč","3112-745162-00667129-3/1","SS Řepeč",null,"změna 31936/2017","Tábor","Řepeč","kanalizace","Ing. Václav Fučík",null,"KUCBAWZ0DTGG"]
["2017-03-03","2017-03-27","2017-04-14",null,null,"31936/2017","Obec Řepeč","Obec Řepeč","3112-745162-00667129-3/1","ČOV Řepeč",null,null,"Tábor","Řepeč","kanalizace","Ing. Václav Fučík",null,"KUCBAWZ0DTGG"]
["2004-04-20","2004-06-01","2004-06-23",null,null,"12672/2004","Obec Štěkeň","Obec Štěkeň","3111-763292-00251895-3/1","Stoková síť Štěkeň",null,"změna 29354/2015","Strakonice","Štěkeň","kanalizace","Miroslav Špatný",null,"KUCBAWZ0DTGG"]
["2004-04-20","2004-06-01","2004-06-23",null,null,"12672/2004","Obec Štěkeň","Obec Štěkeň","3111-763292-00251895-4/1","ČOV Štěkeň",null,"změna 29354/2015","Strakonice","Štěkeň","kanalizace","Miroslav Špatný",null,"KUCBAWZ0DTGG"]
["2004-04-26","2004-04-27","2004-05-15",null,null,"12850/2004","Obec Mažice","Obec Mažice","3110-790711-00667013-3/1","SS Mažice",null,null,"Soběslav","Mažice","kanalizace","Marek Klouda",null,"KUCBAWZ0DTGG"]
["2004-04-26","2004-05-18","2004-06-08",null,null,"12854/2004","Obec Úlehle ","Obec Úlehle","3111-774146-00667901-1/1","RVS Úlehle",null,"zrušeno 46536/2019","Strakonice","Úlehle","vodovod","Miroslav Vávra",null,"KUCBAWZ0DTGG"]
["2004-03-29","2004-04-29","2004-05-20","2004-04-01",null,"10520/2004","ZEOS s.r.o.","Obec Jistebnice","3112-661171-00252425-2/1","ÚV Jistebnice",null,"zrušeno 15458/2007","Tábor","Jistebnice","vodovod","Vlastimil Ploc","podzemní","KUCBAWZ0DTGG"]
["2004-03-29","2004-04-29","2004-05-20","2004-04-01",null,"10520/2004","ZEOS s.r.o.","Obec Jistebnice","3112-661171-00252425-1/1","RVS Jistebnice",null,"zrušeno 15458/2007","Tábor","Jistebnice","vodovod","Vlastimil Ploc",null,"KUCBAWZ0DTGG"]
["2004-04-26","2004-04-29","2004-05-20",null,null,"13182/2004","ČEVAK a.s.","Obec Želeč","3112-795828-00253201-3/1","SS Želeč",null,"zrušeno 146127/2023",null,null,null,null,null,"KUCBAWZ0DTGG"]
["2004-04-26","2004-04-29","2004-05-20",null,null,"13182/2004","ČEVAK a.s.","Obec Želeč","3112-795810-00253201-3/1","SS Želeč/Bezděčín",null,"zrušeno 146127/2023",null,null,null,null,null,"KUCBAWZ0DTGG"]
["2004-04-26","2004-04-29","2004-05-20",null,null,"13182/2004","ČEVAK a.s.","Obec Stádlec","3112-753220-00252930-3/1","SS Stádlec",null,"změna 113419/2017, zrušeno 149550/2023",null,null,null,null,null,"KUCBAWZ0DTGG"]
["2015-03-17","2015-04-07","2015-04-24",null,null,"22070/2015","ČEVAK a.s.","Obec Stádlec","3112-753203-00252930-3/1","SS Křída ",null,"změna 113419/2017, zrušeno 149550/2023",null,null,null,null,null,"KUCBAWZ0DTGG"]
["2015-03-17","2015-04-07","2015-04-24",null,null,"22070/2015","ČEVAK a.s.","Obec Stádlec","3112-753211-00252930-3/1","SS Slavňovice",null,"změna 113419/2017, zrušeno 149550/2023",null,null,null,null,null,"KUCBAWZ0DTGG"]
["2015-03-17","2015-04-07","2015-04-24",null,null,"22070/2015","ČEVAK a.s.","Obec Stádlec","3112-753238-00252930-3/1","SS Staré Sedlo",null,"změna 113419/2017, zrušeno 149550/2023",null,null,null,null,null,"KUCBAWZ0DTGG"]
["2017-10-04","2017-10-23","2017-11-09",null,null,"113419/2017","ČEVAK a.s.","Obec Stádlec","3112-753238-00252930-1/1","Vodovod – Staré Sedlo",null,"zrušeno 149550/2023",null,null,null,null,null,"KUCBAWZ0DTGG"]
["2023-12-18","2024-01-23","2024-02-09",null,null,"149550/2023","ČEVAK a.s.","Městys Stádlec","3112-753238-00252930-1/1","Stádlec – Křída, Staré Sedlo – vodovodní síť",null,null,"Tábor","Stádlec","vodovod","Ing. Olga Štíchová"]
["2023-12-18","2024-01-23","2024-02-09",null,null,"149550/2023","ČEVAK a.s.","Městys Stádlec","3112-753203-00252930-3/1","Stádlec – Křída – stoková síť",null,null,"Tábor","Stádlec","kanalizace","Ing. Olga Štíchová"]
["2023-12-18","2024-01-23","2024-02-09",null,null,"149550/2023","ČEVAK a.s.","Městys Stádlec","3112-753238-00252930-3/1","Stádlec – Staré Sedlo – stoková síť",null,null,"Tábor","Stádlec","kanalizace","Ing. Olga Štíchová"]
["2023-12-18","2024-01-23","2024-02-09",null,null,"149550/2023","ČEVAK a.s.","Městys Stádlec","3112-753220-00252930-3/1","Stádlec – stoková síť",null,null,"Tábor","Stádlec","kanalizace","Ing. Olga Štíchová"]
["2023-12-18","2024-01-23","2024-02-09",null,null,"149550/2023","ČEVAK a.s.","Městys Stádlec","3112-753211-00252930-3/1","Stádlec – Slavňovice – stoková síť",null,null,"Tábor","Stádlec","kanalizace","Ing. Olga Štíchová"]
["2023-12-18","2024-01-23","2024-02-09",null,null,"149550/2023","ČEVAK a.s.","Městys Stádlec","3112-753220-00252930-1/1","Stádlec, Hájky, Slavňovice – vodovodní síť",null,null,"Tábor","Stádlec","vodovod","Ing. Olga Štíchová"]
["2004-04-26","2004-04-29","2004-05-20",null,null,"13182/2004","ČEVAK a.s.","Obec Řípec","3110-745766-00667137-3/1"," Řípec - stoková síť",null,"změna 117689/2025",null,null,null,null,null,"KUCBAWZ0DTGG"]
["2004-04-26","2004-05-28","2004-06-17",null,null,"13183/2004","ČEVAK a.s.","Vodárenská společnost Táborsko, s.r.o.","3112-764701-26069539-1/1","RVS Tábor (včetně 3ks VDJ a ČS)",null,"změna rozhodnutím 68880/2014, zrušeno 123870/2025",null,null,null,null,null,"KUCBAWZ0DTI6"]
["2004-04-26","2004-05-28","2004-06-17",null,null,"13183/2004","ČEVAK a.s.","Vodárenská společnost Táborsko, s.r.o.","3112-747688-26069539-1/1","RVS Sezimovo Ústí",null,"změna rozhodnutím 68880/2014, 123870/2025",null,null,null,null,null,"KUCBAWZ0DTI6"]
["2004-04-26","2004-05-28","2004-06-17",null,null,"13183/2004","ČEVAK a.s.","Vodárenská společnost Táborsko, s.r.o.","3112-721336-00252654-1/1","PŘ 1    V-S-T-M -  RVS Planá n/L",null,"změna rozhodnutím 68880/2014, 123870/2025",null,null,null,null,null,"KUCBAWZ0DTI6"]
["2004-04-26","2004-05-28","2004-06-17",null,null,"13183/2004","ČEVAK a.s.","Vodárenská společnost Táborsko, s.r.o.","3112-721336-26069539-1/2","PŘ 2  V-S-T-M  -  RVS Planá n/L",null,"změna rozhodnutím 68880/2014, 123870/2025",null,null,null,null,null,"KUCBAWZ0DTI6"]
["2004-04-26","2004-05-28","2004-06-17",null,null,"13183/2004","ČEVAK a.s.","Vodárenská společnost Táborsko, s.r.o.","3112-721336-26069539-1/3","RVS Planá nad Lužnicí",null,"změna rozhodnutím 68880/2014, 123870/2025",null,null,null,null,null,"KUCBAWZ0DTI6"]
["2004-04-26","2004-05-28","2004-06-17",null,null,"13183/2004","ČEVAK a.s.","Vodárenská společnost Táborsko, s.r.o.","3112-764701-26069539-3/2","SS páteřní        Planá n/L-S.Ústí-Tábor",null,"změna rozhodnutím 68880/2014, 123870/2025",null,null,null,null,null,"KUCBAWZ0DTI6"]
["2004-04-26","2004-05-28","2004-06-17",null,null,"13183/2004","ČEVAK a.s.","Vodárenská společnost Táborsko, s.r.o.","3112-619418-26069539-4/1","AČOV Tábor",null,"změna rozhodnutím 68880/2014, 123870/2025",null,null,null,null,null,"KUCBAWZ0DTI6"]
["2004-04-26","2004-05-28","2004-06-17",null,null,"13183/2004","ČEVAK a.s.","Vodárenská společnost Táborsko, s.r.o.","3112-666513-26069539-4/1","ČOV Tábor/Klokoty",null,"změna rozhodnutím 68880/2014, 123870/2025",null,null,null,null,null,"KUCBAWZ0DTI6"]
["2004-04-26","2004-05-28","2004-06-17",null,null,"13183/2004","ČEVAK a.s.","Vodárenská společnost Táborsko, s.r.o.","3112-764701-26069539-3/1","SS Tábor",null,"změna rozhodnutím 68880/2014, 123870/2025",null,null,null,null,null,"KUCBAWZ0DTI6"]
["2004-04-26","2004-05-28","2004-06-17",null,null,"13183/2004","ČEVAK a.s.","Vodárenská společnost Táborsko, s.r.o.","3112-642096-26069539-3/1","SS Tábor/Větrovy (včetně septiku a stabil. nádrže)",null,"zrušeno rozhodnutím 68880/2014",null,null,null,null,null,"KUCBAWZ0DTI6"]
["2004-04-26","2004-05-28","2004-06-17",null,null,"13183/2004","ČEVAK a.s.","Vodárenská společnost Táborsko, s.r.o.","3112-693456-26069539-3/1","SS Tábor/Záluží",null,"změna rozhodnutím 68880/2014, 123870/2025",null,null,null,null,null,"KUCBAWZ0DTI6"]
["2004-04-26","2004-05-28","2004-06-17",null,null,"13183/2004","ČEVAK a.s.","Vodárenská společnost Táborsko, s.r.o.","3112-639231-26069539-3/1","PS   SS Tábor/Záluží - ČOV Tábor/Záluží",null,"změna rozhodnutím 68880/2014, zrušeno 123870/2025",null,null,null,null,null,"KUCBAWZ0DTI6"]
["2004-04-26","2004-05-28","2004-06-17",null,null,"13183/2004","ČEVAK a.s.","Vodárenská společnost Táborsko, s.r.o.","3112-639231-26069539-4/1","ČOV Tábor/Záluží",null,"změna rozhodnutím 68880/2014, 123870/2025",null,null,null,null,null,"KUCBAWZ0DTI6"]
["2004-04-26","2004-05-28","2004-06-17",null,null,"13183/2004","ČEVAK a.s.","Vodárenská společnost Táborsko, s.r.o.","3112-747688-26069539-3/1","SS Sezimovo Ústí",null,"změna rozhodnutím 68880/2014, 123870/2025",null,null,null,null,null,"KUCBAWZ0DTI6"]
["2004-04-26","2004-05-28","2004-06-17",null,null,"13183/2004","ČEVAK a.s.","Vodárenská společnost Táborsko, s.r.o.","3112-721336-26069539-3/1","SS Planá nad Lužnicí",null,"změna rozhodnutím 68880/2014, 123870/2025",null,null,null,null,null,"KUCBAWZ0DTI6"]
["2011-10-31","2011-11-16","2011-12-07",null,null,"40363/2011","ČEVAK a.s.","Vodárenská společnost Táborsko, s.r.o.","3112-619094-26069539-3/1","Tábor/Stoklasná Lhota, SS",null,"změna rozhodnutím 68880/2014, 123870/2025",null,null,null,null,null,"KUCBAWZ0DTI6"]
["2014-11-25","2015-01-05","2015-01-22",null,null,"68880/2014","ČEVAK a.s.","Vodárenská společnost Táborsko, s.r.o.","3112-764701-26069539-2/1","Tábor - studna Zavadilka",null,"změna 123870/2025",null,null,null,null,null,"KUCBAWZ0DTI6"]
["2025-11-04","2025-12-18","2026-01-03",null,null,"123870/2025","ČEVAK a.s.","Vodárenská společnost Táborsko, s.r.o.","3112-764701-26069539-1/1","Tábor  - vodovodní síť"]
["2004-04-28","2004-05-12","2004-06-01",null,null,"14376/2004","Městys Dolní Bkovsko","Městys Dolní Bukovsko","3115-628824-00244791-3/1","KS Dolní Bukovsko",null,"změna 24733/2012, 30377/2024","Týn nad vltavou","Dolní Bukovsko","kanalizace","Daniel Pucheľ",null,"KUCBAWZ0DTI6"]
["2004-04-28","2004-05-12","2004-06-01",null,null,"14376/2004","Městys Dolní Bkovsko","Městys Dolní Bukovsko","3115-642673-00244791-3/1","KS Horní Bukovsko",null,"změna 24733/2012, 30377/2024","Týn nad vltavou","Dolní Bukovsko","kanalizace","Daniel Pucheľ",null,"KUCBAWZ0DTI6"]
["2004-04-28","2004-05-12","2004-06-01",null,null,"14376/2004","Městys Dolní Bkovsko","Městys Dolní Bukovsko","3115-628824-00244791-4/1","ČOV Dolní Bukovsko",null,"změna 24733/2012, 30377/2024","Týn nad vltavou","Dolní Bukovsko","kanalizace","Daniel Pucheľ",null,"KUCBAWZ0DTI6"]
["2024-02-29","2024-04-23","2024-06-01",null,null,"30377/2024","Městys Dolní Bkovsko","Městys Dolní Bukovsko","3115-642673-00244791-4/1","ČOV Horní Bukovsko",null,null,"Týn nad vltavou","Dolní Bukovsko","kanalizace","Daniel Pucheľ"]
["2024-02-29","2024-04-23","2024-06-01",null,null,"30377/2024","Městys Dolní Bkovsko","Městys Dolní Bukovsko","3115-763772-00244791-3/1","Kanalizace v obci Bzí",null,null,"Týn nad vltavou","Dolní Bukovsko","kanalizace","Daniel Pucheľ"]
["2024-02-29","2024-04-23","2024-06-01",null,null,"30377/2024","Městys Dolní Bkovsko","Městys Dolní Bukovsko","3115-631841-00244791-3/1","Kanalizace v obci Radonice",null,null,"Týn nad vltavou","Dolní Bukovsko","kanalizace","Daniel Pucheľ"]
["2004-03-25","2004-08-30","2004-09-17","15151/04 26.5.2004",null,"15151/2004","Volfířov, a.s.","Volfířov, a.s.","3104-778516-26023768-1/1","Vodovod Velká Lhota",null,"Změněno R 26088/04, zrušeno 899/2023","Dačice","Volfířov","vodovod","František Pokorný - změna Milan Hes","podzemní","KUCBAWZ0DTI6"]
["2004-03-25","2004-08-30","2004-09-17","15151/04 26.5.2004",null,"15151/2004","Volfířov, a.s.","Volfířov, a.s.","3104-778516-26023768-1/2","Vodovod Velká Lhota",null,"Změněno R 26088/04  zrušeno 899/2023","Dačice","Volfířov","vodovod","František Pokorný - změna Milan Hes","podzemní","KUCBAWZ0DTI6"]
["2004-03-23","2004-06-16","2004-07-08",null,null,"17322/2004","Obec Zvíkovské Podhradí","Obec Zvíkovské Podhradí","3108-793981-00511765-3/1","KS Zvíkovské Podhradí",null,null,"Písek","Zvíkovské Podhradí","kanalizace","Josef Bárta",null,"KUCBAWZ0DTI6"]
["2004-03-15","2004-06-01","2004-06-23",null,null,"14409/2004","Vltavotýnská Teplárenská a.s.","Město Týn nad Vltavou","3115-772127-00245585-1/1","Rozvodná vodovodní síť Týn nad Vltavou – Malá Strana",null,"změněno 37336/2020, 19761/2022","Týn nad Vltavou","Týn nad Vltavou","vodovod","Ing. David Fučík",null,"KUCBAWZ0DTI6"]
["2004-03-15","2004-06-01","2004-06-23",null,null,"14409/2004","Vltavotýnská Teplárenská a.s.","Město Týn nad Vltavou","3115-772127-00245585-1/2","Rozvodná vodovodní síť Týn nad Vltavou – město",null,"změněno 37336/2020, 19761/2022","Týn nad Vltavou","Týn nad Vltavou","vodovod","Ing. David Fučík",null,"KUCBAWZ0DTI6"]
["2004-03-15","2004-06-01","2004-06-23",null,null,"14409/2004","Vltavotýnská Teplárenská a.s.","Město Týn nad Vltavou","3115-668516-00245585-1/1","Rozvodná vodovodní síť Týn nad Vltavou – Koloděje nad Lužnicí",null,"změněno 37336/2020, 19761/2022","Týn nad Vltavou","Týn nad Vltavou","vodovod","Ing. David Fučík",null,"KUCBAWZ0DTI6"]
["2004-03-15","2004-06-01","2004-06-23",null,null,"14409/2004","Vltavotýnská Teplárenská a.s.","Město Týn nad Vltavou","3115-772127-00245585-3/1","Stoková síť Týn nad Vltavou – Malá Strana",null,"změněno 37336/2020, 19761/2022","Týn nad Vltavou","Týn nad Vltavou","kanalizace","Ing. David Fučík",null,"KUCBAWZ0DTI6"]
["2004-03-15","2004-06-01","2004-06-23",null,null,"14409/2004","Vltavotýnská Teplárenská a.s.","Město Týn nad Vltavou","3115-772127-00245585-3/2","Stoková síť Týn nad Vltavou - město",null,"změněno 37336/2020, 19761/2022","Týn nad Vltavou","Týn nad Vltavou","kanalizace","Ing. David Fučík",null,"KUCBAWZ0DTI6"]
["2004-03-15","2004-06-01","2004-06-23",null,null,"14409/2004","Vltavotýnská Teplárenská a.s.","Město Týn nad Vltavou","3115-668516-00245585-3/1","Stoková síť Týn nad Vltavou – Koloděje nad Lužnicí",null,"změněno 37336/2020, 19761/2022","Týn nad Vltavou","Týn nad Vltavou","kanalizace","Ing. David Fučík",null,"KUCBAWZ0DTI6"]
["2004-03-15","2004-06-01","2004-06-23",null,null,"14409/2004","Vltavotýnská Teplárenská a.s.","Město Týn nad Vltavou","3115-772127-00245585-4/1","ČOV – Týn nad Vltavou",null,"změněno 37336/2020, 19761/2022","Týn nad Vltavou","Týn nad Vltavou","kanalizace","Ing. David Fučík",null,"KUCBAWZ0DTI6"]
["2004-03-15","2004-06-01","2004-06-23",null,null,"14409/2004","Vltavotýnská Teplárenská a.s.","Město Týn nad Vltavou","3115-668516-00245585-4/1","ČOV – Koloděje nad Lužnicí",null,"změněno 37336/2020, 19761/2022","Týn nad Vltavou","Týn nad Vltavou","kanalizace","Ing. David Fučík",null,"KUCBAWZ0DTI6"]
["2022-02-07","2022-02-23","2022-03-15",null,null,"19761/20222","Vltavotýnská Teplárenská a.s.","Město Týn nad Vltavou","3115-772127-00245585-1/3","Červený vrch",null,null,"Týn nad Vltavou","Týn nad Vltavou","vodovod","Ing. David Fučík"]
["2022-02-07","2022-02-23","2022-03-15",null,null,"19761/2022","Vltavotýnská Teplárenská a.s.","Město Týn nad Vltavou","3115-628093-00245585-1/1","Předčice",null,null,"Týn nad Vltavou","Týn nad Vltavou","vodovod","Ing. David Fučík"]
["2004-03-15","2004-06-01","2004-06-23",null,"2004-06-01","14409/2004","Vltavotýnská Teplárenská a.s.","Město Týn nad Vltavou","3115-703907-00245585-3/1","Stoková síť Týn nad Vltavou – Netěchovice",null,"zamítnuto","Týn nad Vltavou","Týn nad Vltavou","kanalizace",null,null,"KUCBAWZ0DTI6"]
["2004-03-15","2004-06-01","2004-06-23",null,"2004-06-01","14409/2004","Vltavotýnská Teplárenská a.s.","Město Týn nad Vltavou","3115-708143-00245585-3/1","Stoková síť Týn nad Vltavou - Nuzice",null,"zamítnuto","Týn nad Vltavou","Týn nad Vltavou","kanalizace",null,null,"KUCBAWZ0DTI6"]
["2004-03-15","2004-06-01","2004-06-23",null,"2004-06-01","14409/2004","Vltavotýnská Teplárenská a.s.","Město Týn nad Vltavou","3115-628093-00245585-3/1","Stoková síť Týn nad Vltavou – Předčice",null,"zamítnuto","Týn nad Vltavou","Týn nad Vltavou","kanalizace",null,null,"KUCBAWZ0DTI6"]
["2004-03-15","2004-06-01","2004-06-23",null,"2004-06-01","14409/2004","Vltavotýnská Teplárenská a.s.","Město Týn nad Vltavou","3115-772194-00245585-3/1","Stoková síť Týn nad Vltavou – Hněvkovice levý břeh",null,"zamítnuto","Týn nad Vltavou","Týn nad Vltavou","kanalizace",null,null,"KUCBAWZ0DTI6"]
["2004-03-12","2004-05-07","2004-05-29",null,null,"14030/2004","Obec Hrazany","Obec Hrazany","3107-647926-00249670-3/1","KS Hrazánky",null,null,"Milevsko","Hrazany","kanalizace","Karel Mošanský",null,"KUCBAWZ0DTI6"]
["2004-03-15","2004-06-04","2004-06-25",null,null,"16371/2004","Obec Čejetice","Obec Čejetice","3111-618951-00251054-3/1","Stoková síť Čejetice - volná výusť V1",null,"zrušeno rozhodnutím 26146/2006","Strakonice","Čejetice","kanalizace","Václav Dunovský",null,"KUCBAWZ0DTI6"]
["2004-03-15","2004-06-04","2004-06-25",null,null,"16371/2004","Obec Čejetice","Obec Čejetice","3111-618951-00251054-3/2","Stoková síť Čejetice - volné výusti V22, V24",null,"zrušeno rozhodnutím 26146/2006","Strakonice","Čejetice","kanalizace","Václav Dunovský",null,"KUCBAWZ0DTI6"]
["2004-03-15","2004-06-04","2004-06-25",null,null,"16371/2004","Obec Čejetice","Obec Čejetice","3111-618951-00251054-3/3","Stoková síť Čejetice - volná výusť V33",null,"zrušeno rozhodnutím 26146/2006","Strakonice","Čejetice","kanalizace","Václav Dunovský",null,"KUCBAWZ0DTI6"]
["2004-03-15","2004-06-04","2004-06-25",null,null,"16371/2004","Obec Čejetice","Obec Čejetice","3111-618951-00251054-3/4","Stoková síť Čejetice - sídliště",null,"zrušeno rozhodnutím 26146/2006","Strakonice","Čejetice","kanalizace","Václav Dunovský",null,"KUCBAWZ0DTI6"]
["2004-03-15","2004-06-04","2004-06-25",null,null,"16371/2004","Obec Čejetice","Obec Čejetice","3111-696935-00251054-3/1","Stoková síť Mladějovice - volná výusť V1",null,"zrušeno rozhodnutím 26146/2006","Strakonice","Čejetice","kanalizace","Václav Dunovský",null,"KUCBAWZ0DTI6"]
["2004-03-15","2004-06-04","2004-06-25",null,null,"16371/2004","Obec Čejetice","Obec Čejetice","3111-618951-00251054-4/1","ČOV Čejetice",null,"zrušeno rozhodnutím 26146/2006","Strakonice","Čejetice","kanalizace","Václav Dunovský",null,"KUCBAWZ0DTI6"]
["2004-03-22","2004-05-10","2004-05-29",null,null,"14184/2004","Obec Štěchovice","Obec Štěchovice","3111-763276-00667862-3/1","KS Štěchovice",null,"změna 23569/2022","Strakonice","Štěchovice","kanalizace","Ing. Petr Beran",null,"KUCBAWZ0DTI6"]
["2004-03-23","2004-06-01","2004-06-23",null,null,"16008/2004","Obec Temelín","Obec Temelín","3115-765805-00245534-3/1","KS Temelín",null,"zrušeno 148959/2024","Týn nad Vltavou","Temelín","kanalizace","Stanislav Helige",null,"KUCBAWZ0DTI6"]
["2004-03-23","2004-06-01","2004-06-23",null,null,"16008/2004","Obec Temelín","Obec Temelín","3115-765791-00245534-3/1","KS Sedlec",null,"zrušeno 148959/2024","Týn nad Vltavou","Temelín","kanalizace","Stanislav Helige",null,"KUCBAWZ0DTI6"]
["2004-03-23","2004-06-01","2004-06-23",null,null,"16008/2004","Obec Temelín","Obec Temelín","3115-765783-00245534-3/1","KS Lhota pod Horami",null,"zrušeno 148959/2024","Týn nad Vltavou","Temelín","kanalizace","Stanislav Helige",null,"KUCBAWZ0DTI6"]
["2004-03-23","2004-06-01","2004-06-23",null,null,"16008/2004","Obec Temelín","Obec Temelín","3115-614009-00245534-3/1","KS Zvěrkovice",null,"zrušeno 148959/2024","Týn nad Vltavou","Temelín","kanalizace","Stanislav Helige",null,"KUCBAWZ0DTI6"]
["2004-03-23","2004-06-01","2004-06-23",null,null,"16008/2004","Obec Temelín","Obec Temelín","3115-613967-00245534-3/1","KS Kočín",null,"zrušeno 148959/2024","Týn nad Vltavou","Temelín","kanalizace","Stanislav Helige",null,"KUCBAWZ0DTI6"]
["2004-04-29","2004-05-03","2004-05-25",null,null,"13463/2004","Obec Pleše","Obec Pleše","3105-721697-00512702-3/1","Veřejná kanalizace Pleše",null,null,"Jindřichův Hradec","Pleše","kanalizace","Michal Palatáš",null,"KUCBAWZ0DTI6"]
["2004-05-10","2004-05-11","2004-06-02",null,null,"14213/2004","Obec Lažiště","Obec Lažiště","3901-679542-00250520-3/1","KS Lažiště",null,"Změna 8897/2020, 144532/2023","Prachatice","Lažiště","kanalizace","Ing. Petr Hanslík",null,"KUCBAWZ0DTI6"]
["2004-05-07","2004-05-11","2004-05-29",null,null,"14215/2004","Obec Rataje","Obec Rataje","3112-739600-00252786-2/1","ČS Rataje (včetně studní S1/4,4,m; S2/4m)",null,"zrušeno 45907/2015","Tábor","Rataje","vodovod","František Radoň","podzemní","KUCBAWZ0DTI6"]
["2004-05-07","2004-05-11","2004-05-29",null,null,"14215/2004","Obec Rataje","Obec Rataje","3112-739600-00252786-1/1","PŘ ČS Rataje - VDJ Rataje (včetně VDJ)",null,"zrušeno 45907/2015","Tábor","Rataje","vodovod","František Radoň",null,"KUCBAWZ0DTI6"]
["2004-05-07","2004-05-11","2004-05-29",null,null,"14215/2004","Obec Rataje","Obec Rataje","3112-739600-00252786-1/2","RVS Rataje",null,"změna 45907/2015, 149441/2024","Tábor","Rataje","vodovod","Ing. Miroslav Maršík",null,"KUCBAWZ0DTI6"]
["2004-05-07","2004-05-11","2004-05-29",null,null,"14215/2004","Obec Rataje","Obec Rataje","3112-739600-00252786-3/1","SS Rataje",null,"změna 45907/2015, 149441/2024","Tábor","Rataje","kanalizace","Ing. Miroslav Maršík",null,"KUCBAWZ0DTI6"]
["2015-06-11","2015-06-29","2015-07-16",null,null,"45907/2015","Obec Rataje","Obec Rataje","3112-739600-00252786-1/1","PŘ VS JVS - RVS Rataje",null,"změna 149441/2024","Tábor","Rataje","vodovod","Ing. Miroslav Maršík",null,"KUCBAWZ0DTI6"]
["2024-12-20","2024-12-30","2025-01-18",null,null,"149441/2024","Obec Rataje","Obec Rataje","3112-739600-00252786-4/1","ČOV Rataje (250 EO)",null,null,"Tábor","Rataje","kanalizace","Ing. Miroslav Maršík"]
["2004-03-11","2004-05-12","2004-06-01",null,null,"14394/2004","Obec Smetanova Lhota","Obec Smetanova Lhota","3108-750867-00250121-3/1","KS Smetanova Lhota",null,"změna 104576/2016","Písek","Smetanova Lhota","kanalizace","Bc. Slavomír Harbáček",null,"KUCBAWZ0DTI6"]
["2016-07-26","2016-08-22","2016-09-09",null,null,"104576/2016","Obec Smetanova Lhota","Obec Smetanova Lhota","3108-750867-00250121-4/1","ČOV Smetanova Lhota",null,null,"Písek","Smetanova Lhota","kanalizace","Bc. Slavomír Harbáček",null,"KUCBAWZ0DTI6"]
["2004-05-15","2004-05-14","2004-06-05",null,null,"14366/2004","Obec Strýčice","Obec Strýčice","3102-738557-00581887-3/1","KS Strýčice",null,"zrušeno rozhodnutím 13685/2006 spis 645","České Budějovice","Strýčice","kanalizace","Jiří Borovka",null,"KUCBAWZ0DTI6"]
["2004-05-13","2004-05-14","2004-06-11",null,null,"14879/2004","Obec Zvíkov","Obec Zvíkov","3102-793931-00581968-3/1","KS Zvíkov – stoková síť napojená na VKV1",null,"změna 11343/2014","České Budějovice","Zvíkov","kanalizace","Ing. Michal Manda",null,"KUCBAWZ0DTI6"]
["2004-05-13","2004-05-14","2004-06-11",null,null,"14879/2004","Obec Zvíkov","Obec Zvíkov","3102-793931-00581968-3/2","KS Zvíkov – stoková síť napojená na VKV7",null,"změna 11343/2014","České Budějovice","Zvíkov","kanalizace","Ing. Michal Manda",null,"KUCBAWZ0DTI6"]
["2014-02-18","2014-04-07","2014-04-26",null,null,"11343/2014","Obec Zvíkov","Obec Zvíkov","3102-793931-00581968-1/1","rozvodná vodovodní síť Zvíkov",null,null,"České Budějovice","Zvíkov","vodovod","Ing. Michal Manda",null,"KUCBAWZ0DTI6"]
["2014-02-18","2014-04-07","2014-04-26",null,null,"11343/2014","Obec Zvíkov","Obec Zvíkov","3102-793931-00581968-2/1","úpravna vody s technologií pro úpravu Zvíkov",null,null,"České Budějovice","Zvíkov","vodovod","Ing. Michal Manda",null,"KUCBAWZ0DTI6"]
["2004-05-14","2004-05-24","2004-06-12",null,null,"14862/2004","Obec Dolní Hořice","Obec Dolní Hořice","3112-732907-00252191-2/1","vrt Prasetín HJ2",null,"změna 11943/2019","Tábor","Dolní Hořice","vodovod","Ing. Václav Fučík","podzemní","KUCBAWZ0DTI6"]
["2004-05-14","2004-05-24","2004-06-12",null,null,"14862/2004","Obec Dolní Hořice","Obec Dolní Hořice","3112-708607-00252191-2/1","ÚV Oblajovice",null,"změna 11943/2019","Tábor","Dolní Hořice","vodovod","Ing. Václav Fučík",null,"KUCBAWZ0DTI6"]
["2004-05-14","2004-05-24","2004-06-12",null,null,"14862/2004","Obec Dolní Hořice","Obec Dolní Hořice","3112-708607-00252191-1/1","PŘ  vrt Prasetín HJ2 - ÚV Oblajovice (VDJ)",null,"změna 11943/2019","Tábor","Dolní Hořice","vodovod","Ing. Václav Fučík",null,"KUCBAWZ0DTI6"]
["2004-05-14","2004-05-24","2004-06-12",null,null,"14862/2004","Obec Dolní Hořice","Obec Dolní Hořice","3112-708607-00252191-1/2","RVS Oblajovice",null,"změna 11943/2019","Tábor","Dolní Hořice","vodovod","Ing. Václav Fučík",null,"KUCBAWZ0DTI6"]
["2004-05-14","2004-05-24","2004-06-12",null,null,"14862/2004","Obec Dolní Hořice","Obec Dolní Hořice","3112-732907-00252191-1/1","PŘ VDJ Oblajovice - RVS Prasetín (vč. VDJ)",null,"změna 11943/2019","Tábor","Dolní Hořice","vodovod","Ing. Václav Fučík",null,"KUCBAWZ0DTI6"]
["2004-05-14","2004-05-24","2004-06-12",null,null,"14862/2004","Obec Dolní Hořice","Obec Dolní Hořice","3112-732907-00252191-1/2","RVS Prasetín",null,"změna 11943/2019","Tábor","Dolní Hořice","vodovod","Ing. Václav Fučík",null,"KUCBAWZ0DTI6"]
["2004-05-14","2004-05-24","2004-06-12",null,null,"14862/2004","Obec Dolní Hořice","Obec Dolní Hořice","3112-708585-00252191-1/1","PŘ VDJ Oblajovice - RVS Hartvíkov",null,"změna 11943/2019","Tábor","Dolní Hořice","vodovod","Ing. Václav Fučík",null,"KUCBAWZ0DTI6"]
["2004-05-14","2004-05-24","2004-06-12",null,null,"14862/2004","Obec Dolní Hořice","Obec Dolní Hořice","3112-708585-00252191-1/2","RVS Hartvíkov",null,"změna 11943/2019","Tábor","Dolní Hořice","vodovod","Ing. Václav Fučík",null,"KUCBAWZ0DTI6"]
["2004-05-14","2004-05-24","2004-06-12",null,null,"14862/2004","Obec Dolní Hořice","Obec Dolní Hořice","3112-652814-00252191-2/1","zdroje Chotčiny - S1, S2, zářez A, zářez B",null,"změna 11943/2019","Tábor","Dolní Hořice","vodovod","Ing. Václav Fučík","podzemní","KUCBAWZ0DTI6"]
["2004-05-14","2004-05-24","2004-06-12",null,null,"14862/2004","Obec Dolní Hořice","Obec Dolní Hořice","3112-652814-00252191-1/1","PŘ zdroje Chotčiny - VDJ Chotčiny",null,"změna 11943/2019","Tábor","Dolní Hořice","vodovod","Ing. Václav Fučík",null,"KUCBAWZ0DTI6"]
["2004-05-14","2004-05-24","2004-06-12",null,null,"14862/2004","Obec Dolní Hořice","Obec Dolní Hořice","3112-652814-00252191-1/2","PŘ  VDJ Chotčiny - RVS Chotčiny (včetně VDJ)",null,"změna 11943/2019","Tábor","Dolní Hořice","vodovod","Ing. Václav Fučík",null,"KUCBAWZ0DTI6"]
["2004-05-14","2004-05-24","2004-06-12",null,null,"14862/2004","Obec Dolní Hořice","Obec Dolní Hořice","3112-652814-00252191-1/3","RVS Chotčiny",null,"změna 11943/2019","Tábor","Dolní Hořice","vodovod","Ing. Václav Fučík",null,"KUCBAWZ0DTI6"]
["2004-05-14","2004-05-24","2004-06-12",null,null,"14862/2004","Obec Dolní Hořice","Obec Dolní Hořice","3112-652822-00252191-2/1","studny Mašovice S1 - S5 (hl. 2,5m)",null,"změna 11943/2019","Tábor","Dolní Hořice","vodovod","Ing. Václav Fučík","podzemní","KUCBAWZ0DTI6"]
["2004-05-14","2004-05-24","2004-06-12",null,null,"14862/2004","Obec Dolní Hořice","Obec Dolní Hořice","3112-652822-00252191-1/2","PŘ studny Mašovice - VDJ Mašovice (včetně VDJ)",null,"změna 11943/2019","Tábor","Dolní Hořice","vodovod","Ing. Václav Fučík",null,"KUCBAWZ0DTI6"]
["2004-05-14","2004-05-24","2004-06-12",null,null,"14862/2004","Obec Dolní Hořice","Obec Dolní Hořice","3112-652822-00252191-1/1","PŘ VDJ Mašovice - RVS Mašovice",null,"změna 11943/2019","Tábor","Dolní Hořice","vodovod","Ing. Václav Fučík",null,"KUCBAWZ0DTI6"]
["2004-05-14","2004-05-24","2004-06-12",null,null,"14862/2004","Obec Dolní Hořice","Obec Dolní Hořice","3112-652822-00252191-1/3","RVS Mašovice",null,"změna 11943/2019","Tábor","Dolní Hořice","vodovod","Ing. Václav Fučík",null,"KUCBAWZ0DTI6"]
["2004-05-14","2004-05-24","2004-06-12",null,null,"14862/2004","Obec Dolní Hořice","Obec Dolní Hořice","3112-629103-00252191-2/1","studny Dolní Hořice (stáv., akum., S2, S3)",null,"změna 11943/2019","Tábor","Dolní Hořice","vodovod","Ing. Václav Fučík","podzemní","KUCBAWZ0DTI6"]
["2004-05-14","2004-05-24","2004-06-12",null,null,"14862/2004","Obec Dolní Hořice","Obec Dolní Hořice","3112-629103-00252191-1/1","PŘ studny Dolní Hořice-VDJ Dolní Hořice (vč. VDJ)",null,"změna 11943/2019","Tábor","Dolní Hořice","vodovod","Ing. Václav Fučík",null,"KUCBAWZ0DTI6"]
["2004-05-14","2004-05-24","2004-06-12",null,null,"14862/2004","Obec Dolní Hořice","Obec Dolní Hořice","3112-629103-00252191-1/2","PŘ VDJ Dolní Hořice - RVS Dolní Hořice",null,"změna 11943/2019","Tábor","Dolní Hořice","vodovod","Ing. Václav Fučík",null,"KUCBAWZ0DTI6"]
["2004-05-14","2004-05-24","2004-06-12",null,null,"14862/2004","Obec Dolní Hořice","Obec Dolní Hořice","3112-629103-00252191-1/3","RVS Dolní Hořice",null,"změna 11943/2019","Tábor","Dolní Hořice","vodovod","Ing. Václav Fučík",null,"KUCBAWZ0DTI6"]
["2004-05-14","2004-05-24","2004-06-12",null,null,"14862/2004","Obec Dolní Hořice","Obec Dolní Hořice","3112-629120-00252191-1/1","PŘ  VDJ Dolní Hořice - RVS Kladruby",null,"změna 11943/2019","Tábor","Dolní Hořice","vodovod","Ing. Václav Fučík",null,"KUCBAWZ0DTI6"]
["2004-05-14","2004-05-24","2004-06-12",null,null,"14862/2004","Obec Dolní Hořice","Obec Dolní Hořice","3112-629120-00252191-1/2","RVS Kladruby",null,"změna 11943/2019","Tábor","Dolní Hořice","vodovod","Ing. Václav Fučík",null,"KUCBAWZ0DTI6"]
["2004-05-14","2004-05-24","2004-06-12",null,null,"14862/2004","Obec Dolní Hořice","Obec Dolní Hořice","3112-726087-00252191-1/1","PŘ RVS Kladruby - RVS  Radostovice",null,"změna 11943/2019","Tábor","Dolní Hořice","vodovod","Ing. Václav Fučík",null,"KUCBAWZ0DTI6"]
["2004-05-14","2004-05-24","2004-06-12",null,null,"14862/2004","Obec Dolní Hořice","Obec Dolní Hořice","3112-726087-00252191-2/1","studny S1 - S3 - Pořín",null,"změna 11943/2019","Tábor","Dolní Hořice","vodovod","Ing. Václav Fučík",null,"KUCBAWZ0DTI6"]
["2004-05-14","2004-05-24","2004-06-12",null,null,"14862/2004","Obec Dolní Hořice","Obec Dolní Hořice","3112-726087-00252191-1/2","PŘ  studny Pořín - RVS Pořín",null,"změna 11943/2019","Tábor","Dolní Hořice","vodovod","Ing. Václav Fučík",null,"KUCBAWZ0DTI6"]
["2004-05-14","2004-05-24","2004-06-12",null,null,"14862/2004","Obec Dolní Hořice","Obec Dolní Hořice","3112-726087-00252191-1/3","RVS Pořín (včetně VDJ)",null,"změna 11943/2019","Tábor","Dolní Hořice","vodovod","Ing. Václav Fučík",null,"KUCBAWZ0DTI6"]
["2004-05-14","2004-05-24","2004-06-12",null,null,"14862/2004","Obec Dolní Hořice","Obec Dolní Hořice","3112-726087-00252191-1/4","PŘ RVS Pořín - RVS Radostovice",null,"změna 11943/2019","Tábor","Dolní Hořice","vodovod","Ing. Václav Fučík",null,"KUCBAWZ0DTI6"]
["2004-05-14","2004-05-24","2004-06-12",null,null,"14862/2004","Obec Dolní Hořice","Obec Dolní Hořice","3112-726087-00252191-1/5","RVS Radostovice",null,"změna 11943/2019","Tábor","Dolní Hořice","vodovod","Ing. Václav Fučík",null,"KUCBAWZ0DTI6"]
["2004-05-14","2004-05-24","2004-06-12",null,null,"14862/2004","Obec Dolní Hořice","Obec Dolní Hořice","3112-652822-00252191-3/1","SS Mašovice",null,"změna 11943/2019","Tábor","Dolní Hořice","kanalizace","Ing. Václav Fučík",null,"KUCBAWZ0DTI6"]
["2004-05-14","2004-05-24","2004-06-12",null,null,"14862/2004","Obec Dolní Hořice","Obec Dolní Hořice","3112-708607-00252191-3/1","SS Oblajovice",null,"změna 11943/2019","Tábor","Dolní Hořice","kanalizace","Ing. Václav Fučík",null,"KUCBAWZ0DTI6"]
["2004-05-14","2004-05-24","2004-06-12",null,null,"14862/2004","Obec Dolní Hořice","Obec Dolní Hořice","3112-732907-00252191-3/1","SS Prasetín",null,"změna 11943/2019","Tábor","Dolní Hořice","kanalizace","Ing. Václav Fučík",null,"KUCBAWZ0DTI6"]
["2004-05-14","2004-05-24","2004-06-12",null,null,"14862/2004","Obec Dolní Hořice","Obec Dolní Hořice","3112-726087-00252191-3/1","SS Pořín",null,"změna 11943/2019","Tábor","Dolní Hořice","kanalizace","Ing. Václav Fučík",null,"KUCBAWZ0DTI6"]
["2004-05-14","2004-05-24","2004-06-12",null,"2004-05-24","14862/2004","Obec Dolní Hořice","Obec Dolní Hořice","3112-708607-00252191-2/2","Pramenní zářez Oblajovice",null,null,null,null,null,null,null,"KUCBAWZ0DTI6"]
["2004-05-14","2004-05-24","2004-06-12",null,"2004-05-24","14862/2004","Obec Dolní Hořice","Obec Dolní Hořice","3112-708607-00252191-2/3","Pramenní sběrna Oblajovice",null,null,null,null,null,null,null,"KUCBAWZ0DTI6"]
["2004-05-14","2004-05-24","2004-06-12",null,"2004-05-24","14862/2004","Obec Dolní Hořice","Obec Dolní Hořice","3112-708607-00252191-1/3","PŘ pr. zářez Oblajovice - pr. sběrna Oblajovice",null,null,null,null,null,null,null,"KUCBAWZ0DTI6"]
["2004-05-14","2004-05-24","2004-06-12",null,"2004-05-24","14862/2004","Obec Dolní Hořice","Obec Dolní Hořice","3112-708607-00252191-1/4","PŘ pr. sběrna Oblajovice - VDJ Lejčkov (vč. VDJ)",null,null,null,null,null,null,null,"KUCBAWZ0DTI6"]
["2004-05-14","2004-05-24","2004-06-12",null,"2004-05-24","14862/2004","Obec Dolní Hořice","Obec Dolní Hořice","3112-629138-00252191-1/1","RVS Lejčkov",null,null,null,null,null,null,null,"KUCBAWZ0DTI6"]
["2004-05-14","2004-05-24","2004-06-12",null,"2004-05-24","14862/2004","Obec Dolní Hořice","Obec Dolní Hořice","3112-652814-00252191-3/1","SS Chotčiny",null,null,null,null,null,null,null,"KUCBAWZ0DTI6"]
["2004-05-14","2004-05-24","2004-06-12",null,"2004-05-24","14862/2004","Obec Dolní Hořice","Obec Dolní Hořice","3112-629103-00252191-3/1","SS Dolní Hořice",null,null,null,null,null,null,null,"KUCBAWZ0DTI6"]
["2004-05-14","2004-05-24","2004-06-12",null,"2004-05-24","14862/2004","Obec Dolní Hořice","Obec Dolní Hořice","3112-629103-00252191-3/2","SS Horní Hořice",null,null,null,null,null,null,null,"KUCBAWZ0DTI6"]
["2004-05-26","2004-05-27","2004-06-16",null,null,"15631/2004","Obec Chlum","Obec Chlum","3101-651494-48222631-1/1","RVS Chlum ",null,null,"Blatná","Chlum","vodovod","Ing. František Zrostlík",null,"KUCBAWZ0DTI6"]
["2004-05-26","2004-05-27","2004-06-16",null,null,"15631/2004","Obec Chlum","Obec Chlum","3101-651494-48222631-3/1","KS Chlum ",null,null,"Blatná","Chlum","kanalizace","Ing. František Zrostlík",null,"KUCBAWZ0DTI6"]
["2004-05-25","2005-03-29","2005-04-19","2004-05-27",null,"15629/2004","Obec Velká Turná","Obec Velká Turná","3111-712931-00667943-1/1","RVS Velká Turná",null,"změna 43939/2011","Strakonice","Velká Turná","vodovod","Ladislav Charvát",null,"KUCBAWZ0DTI6"]
["2011-12-02","2012-01-02","2012-01-31",null,null,"43939/2011","Obec Velká Turná","Obec Velká Turná","3111-712931-00667943-3/1","kanalizace Velká Turná",null,null,"Strakonice","Velká Turná","kanalizace","Ladislav Charvát",null,"KUCBAWZ0DTI6"]
["2004-05-27","2004-05-28","2004-06-17",null,null,"15743/2004","Obec Deštná","Obec Deštná","3105-625744-00246506-1/1","RVS Deštná",null,"změna rozhodnutím 3847/2010","Jindřichův Hradec","Deštná","vodovod","Pavel Kučera",null,"KUCBAWZ0DTI6"]
["2004-05-27","2004-05-28","2004-06-17",null,null,"15743/2004","Obec Deštná","Obec Deštná","3105-625744-00246506-2/1","ÚV Deštná",null,"změna rozhodnutím 3847/2010","Jindřichův Hradec","Deštná","vodovod","Pavel Kučera",null,"KUCBAWZ0DTI6"]
["2004-05-27","2004-05-28","2004-06-17",null,null,"15743/2004","Obec Deštná","Obec Deštná","3105-625744-00246506-3/1","KS Deštná",null,"změna rozhodnutím 3847/2010","Jindřichův Hradec","Deštná","kanalizace","Pavel Kučera",null,"KUCBAWZ0DTI6"]
["2004-05-27","2004-05-28","2004-06-17",null,null,"15743/2004","Obec Deštná","Obec Deštná","3105-625744-00246506-4/1","ČOV Deštná",null,"změna rozhodnutím 3847/2010","Jindřichův Hradec","Deštná","kanalizace","Pavel Kučera",null,"KUCBAWZ0DTI6"]
["2004-03-16","2004-05-28","2004-06-18",null,null,"15788/2004","Obec Zhoř","Obec Zhoř","3107-792861-00250287-1/1","RVS Zhoř",null,"změna 141608/2017","Milevsko","Zhoř","vodovod","Ing. Jiří Brož","podzemní","KUCBAWZ0DTI6"]
["2004-03-16","2004-05-28","2004-06-18",null,null,"15788/2004","Obec Zhoř","Obec Zhoř","3107-792861-00250287-1/2","PŘ vrty – VDJ 50 m3 Zhoř",null,"změna 141608/2017","Milevsko","Zhoř","vodovod","Ing. Jiří Brož","podzemní","KUCBAWZ0DTI6"]
["2004-03-16","2004-05-28","2004-06-18",null,null,"15788/2004","Obec Zhoř","Obec Zhoř","3107-792861-00250287-2/1","ÚV Zhoř",null,"změna 141608/2017","Milevsko","Zhoř","vodovod","Ing. Jiří Brož","podzemní","KUCBAWZ0DTI6"]
["2004-03-16","2004-05-28","2004-06-18",null,null,"15788/2004","Obec Zhoř","Obec Zhoř","3107-792861-00250287-3/1","KS Zhoř",null,"změna 141608/2017","Milevsko","Zhoř","kanalizace","Ing. Jiří Brož",null,"KUCBAWZ0DTI6"]
["2017-12-05","2017-12-19","2017-12-22",null,null,"141608/2017","Obec Zhoř","Obec Zhoř","3107-735230-00250287-1/1","Zásobní řad Blehov",null,null,"Milevsko","Zhoř","vodovod","Ing. Jiří Brož",null,"KUCBAWZ0DTI6"]
["2017-12-05","2017-12-19","2017-12-22",null,null,"141608/2017","Obec Zhoř","Obec Zhoř","3107-792837-00250287-1/1","Rozvodné řady Blehov",null,null,"Milevsko","Zhoř","vodovod","Ing. Jiří Brož",null,"KUCBAWZ0DTI6"]
["2004-05-26",null,null,null,null,"15646/2004","Zemědělské družstvo Chelčice","Zemědělské družstvo Chelčice",null,null,null,"řízení zastaveno - není vodovod pro veřejnou potřebu",null,null,null,null,null,"KUCBAWZ0DTI6"]
["2004-05-14","2004-05-31","2004-06-25",null,null,"14779/2004","DOSI s.r.o.","Obec Svatá Máří","3116-759970-00250716-1/2","RVS Svatá Máří",null,"Zrušeno KUJCK 31230/2007","Vimperk","Svatá Máří","vodovod","Ing. Václav Fridrich",null,"KUCBAWZ0DTKW"]
["2004-05-14","2004-05-31","2004-06-25",null,null,"14779/2004","DOSI s.r.o.","Obec Svatá Máří","3116-759970-00250716-1/1","RVS Štítkov",null,"Zrušeno KUJCK 31230/2007","Vimperk","Svatá Máří","vodovod","Ing. Václav Fridrich",null,"KUCBAWZ0DTKW"]
["2004-05-14","2004-05-31","2004-06-25",null,null,"14779/2004","DOSI s.r.o.","Obec Svatá Máří","3116-759970-00250716-3/1","SS Svatá Máří",null,"Zrušeno KUJCK 31230/2007","Vimperk","Svatá Máří","kanalizace","Ing. Václav Fridrich",null,"KUCBAWZ0DTKW"]
["2004-05-14","2004-05-31","2004-06-25",null,null,"14779/2004","DOSI s.r.o.","Obec Svatá Máří","3116-759970-00250716-4/1","ČOV Svatá Máří",null,"Zrušeno KUJCK 31230/2007","Vimperk","Svatá Máří","kanalizace","Ing. Václav Fridrich",null,"KUCBAWZ0DTKW"]
["2004-06-01","2004-05-24","2004-06-12",null,null,"ŽP/3134/04","Šumavské vodovody a kanalizace a.s.","Město Kašperské Hory","3214-664391-00255645-1/1","PŘ Řetenice- Kašperské Hory",null,"vydal KÚ Plzeňského kraje",null,null,null,null,null,"KUCBAWZ0DTKW"]
["2004-06-01","2004-05-24","2004-06-12",null,null,"ŽP/3134/04","Šumavské vodovody a kanalizace a.s.","Město Kašperské Hory","3214-664391-00255645-1/2","RVS Kašperské Hory",null,"vydal KÚ Plzeňského kraje",null,null,null,null,null,"KUCBAWZ0DTKW"]
["2004-06-01","2004-05-24","2004-06-12",null,null,"ŽP/3134/04","Šumavské vodovody a kanalizace a.s.","Město Kašperské Hory","3214-664391-00255645-2/1","ÚV Kašperské Hory",null,"vydal KÚ Plzeňského kraje",null,null,null,null,null,"KUCBAWZ0DTKW"]
["2004-06-01","2004-05-24","2004-06-12",null,null,"ŽP/3134/04","Šumavské vodovody a kanalizace a.s.","Město Kašperské Hory","3216-753360-00255645-2/1","ÚV Řetenice",null,"vydal KÚ Plzeňského kraje",null,null,null,null,null,"KUCBAWZ0DTKW"]
["2004-06-01","2004-05-24","2004-06-12",null,null,"ŽP/3134/04","Šumavské vodovody a kanalizace a.s.","Město Kašperské Hory","3214-664391-00255645-3/1","SS Kašperské Hory",null,"vydal KÚ Plzeňského kraje",null,null,null,null,null,"KUCBAWZ0DTKW"]
["2004-06-01","2004-05-24","2004-06-12",null,null,"ŽP/3134/04","Šumavské vodovody a kanalizace a.s.","Město Kašperské Hory","3214-664391-00255645-4/1","ČOV Kašperské Hory",null,"vydal KÚ Plzeňského kraje",null,null,null,null,null,"KUCBAWZ0DTKW"]
["2004-06-02","2004-07-07","2004-07-31",null,null,"16273/2004","Městské služby Vimperk, s.r.o.","ČR - Lesy České republiky s.p. Hradec Králové, Lesní závod Boubín","3116-665550-42196451-1/1","RVS Lipka",null,"zrušeno rozhodnutím 3557/2007","Vimperk","Vimperk","vodovod","Jaromír Tomšovic",null,"KUCBAWZ0DTKW"]
["2004-06-02","2004-07-07","2004-07-31",null,null,"16273/2004","Městské služby Vimperk, s.r.o.","ČR - Lesy České republiky s.p. Hradec Králové, Lesní závod Boubín","3116-665550-42196451-2/1","ÚV Lipka",null,"zrušeno rozhodnutím 3557/2007","Vimperk","Vimperk","vodovod","Jaromír Tomšovic",null,"KUCBAWZ0DTKW"]
["2004-06-02","2004-07-07","2004-07-31",null,null,"16273/2004","Městské služby Vimperk, s.r.o.","ČR - Lesy České republiky s.p. Hradec Králové, Lesní závod Boubín","3116-665550-42196451-3/1","KS Lipka",null,"zrušeno rozhodnutím 3557/2007","Vimperk","Vimperk","kanalizace","Jaromír Tomšovic",null,"KUCBAWZ0DTKW"]
["2004-06-02","2004-07-07","2004-07-31",null,null,"16273/2004","Městské služby Vimperk, s.r.o.","ČR - Lesy České republiky s.p. Hradec Králové, Lesní závod Boubín","3116-665550-42196451-4/1","ČOV Lipka",null,"zrušeno rozhodnutím 3557/2007","Vimperk","Vimperk","kanalizace","Jaromír Tomšovic",null,"KUCBAWZ0DTKW"]
["2004-06-04","2004-06-07","2004-06-25",null,null,"16506/2004","VaK JČ a.s.","Město Protivín","3108-655007-00250023-3/1","KS Chvaletice",null,"zrušeno 64279/2019",null,null,null,null,null,"KUCBAWZ0DTKW"]
["2004-06-04","2004-06-07","2004-06-25",null,null,"16506/2004","VaK JČ a.s.","Město Protivín","3108-674311-00250023-3/1","KS Těšínov",null,"zrušeno 64279/2019",null,null,null,null,null,"KUCBAWZ0DTKW"]
["2004-06-04","2004-06-07","2004-06-25",null,null,"16506/2004","VaK JČ a.s.","Město Protivín","3108-674320-00250023-3/1","KS Záboří",null,"zrušeno 64279/2019",null,null,null,null,null,"KUCBAWZ0DTKW"]
["2004-06-04","2004-06-07","2004-06-25",null,null,"16506/2004","VaK JČ a.s.","Město Protivín","3108-700789-00250023-3/1","KS Myšenec",null,"zrušeno 64279/2019",null,null,null,null,null,"KUCBAWZ0DTKW"]
["2004-06-04","2004-06-07","2004-06-25",null,null,"16506/2004","VaK JČ a.s.","Město Protivín","3108-674303-00250023-3/1","KS Krč",null,"zrušeno 64279/2019",null,null,null,null,null,"KUCBAWZ0DTKW"]
["2004-06-04","2004-06-07","2004-06-25",null,null,"16506/2004","VaK JČ a.s.","Město Protivín","3108-733849-00250023-3/1","KS Milenovice",null,"zrušeno 64279/2019",null,null,null,null,null,"KUCBAWZ0DTKW"]
["2004-06-07","2004-06-08","2004-06-26",null,null,"16562/2004","Obec Libníč","Obec Libníč","3102-683035-00581445-3/1","KS Libníč",null,"zrušeno rozhodnutím 35306/2008","České Budějovice","Libníč","kanalizace","Drahomír Gregor",null,"KUCBAWZ0DTKW"]
["2004-06-09","2004-06-10","2004-06-30",null,null,"16848/2004","JIP-Papírny Větřní, a.s.","JIP-Papírny Větřní, a.s.","3103-622931-45022526-4/1","ČOV Český Krumlov - Rozsyp",null,"zrušeno rozhodnutím 4917/2011","Český Krumlov","Větřní","kanalizace","Ing. Jiří Peterka",null,"KUCBAWZ0DTKW"]
["2004-06-09","2004-06-10","2004-06-30",null,null,"16848/2004","JIP-Papírny Větřní, a.s.","JIP-Papírny Větřní, a.s.","3103-781231-45022526-3/1","kanalizační stoka - JIP Papírny Větřní a.s., Větřní",null,null,"Český Krumlov","Větřní","kanalizace","Ing. Jiří Peterka",null,"KUCBAWZ0DTKW"]
["2004-06-09","2004-06-10","2004-06-30",null,null,"16848/2004","JIP-Papírny Větřní, a.s.","JIP-Papírny Větřní, a.s.","3103-622931-45022526-3/1","kanalizační stoka Větřní - Český Krumlov",null,"zrušeno rozhodnutím 4917/2011","Český Krumlov","Větřní","kanalizace","Ing. Jiří Peterka",null,"KUCBAWZ0DTKW"]
["2004-06-04","2004-06-14","2004-07-03",null,null,"17016/2004","Obec Rodvínov","Obec Rodvínov","3105-740349-00247375-1/1","Vodovod Rodvínov",null,"změna 35700/2007, zrušeno 69944/2019","Jindřichův Hradec","Rodvínov","vodovod","František Nedbal",null,"KUCBAWZ0DTKW"]
["2004-06-04","2004-06-14","2004-07-03",null,null,"17016/2004","Obec Rodvínov","Obec Rodvínov","3105-740349-00247375-2/1","Rodvínov",null,"změna 35700/2007, zrušeno 69944/2019","Jindřichův Hradec","Rodvínov","vodovod","František Nedbal",null,"KUCBAWZ0DTKW"]
["2004-06-04","2004-06-14","2004-07-03",null,null,"17016/2004","Obec Rodvínov","Obec Rodvínov","3105-740349-00247375-3/1","kanalizace Rodvínov",null,"změna 35700/2007, zrušeno 69944/2019","Jindřichův Hradec","Rodvínov","kanalizace","František Nedbal",null,"KUCBAWZ0DTKW"]
["2004-06-07","2004-06-17","2004-07-09",null,null,"17478/2004","Obec Radošovice","Obec Radošovice","3102-738557-00581879-3/1","Obec Radošovice - kanalizace",null,null,"České Budějovice","Radošovice","kanalizace","František Gregor",null,"KUCBAWZ0DTKW"]
["2004-06-07","2004-06-17","2004-07-09",null,null,"17478/2004","Obec Radošovice","Obec Radošovice","3102-738557-00581879-4/1","Obec Radošovice - ČOV",null,null,"České Budějovice","Radošovice","kanalizace","František Gregor",null,"KUCBAWZ0DTKW"]
["2004-06-17","2004-06-21","2004-07-14",null,null,"17656/2004","Obec Dynín","Obec Dynín","3102-634255-00244864-1/1","RVS Dynín",null,"zrušeno 95016/2016","České Budějovice","Dynín","vodovod","Václav Černý",null,"KUCBAWZ0DTKW"]
["2004-06-17","2004-06-21","2004-07-14",null,null,"17656/2004","Obec Dynín","Obec Dynín","3102-634255-00244864-2/1","ÚV Dynín",null,"zrušeno 95016/2016","České Budějovice","Dynín","vodovod","Václav Černý","podzemní","KUCBAWZ0DTKW"]
["2004-06-17","2004-06-21","2004-07-14",null,null,"17656/2004","Obec Dynín","Obec Dynín","3102-634255-00244864-3/1","KS Dynín",null,"zrušeno 95016/2016","České Budějovice","Dynín","kanalizace","Václav Černý",null,"KUCBAWZ0DTKW"]
["2004-06-16","2005-08-04","2005-08-24",null,null,"19624/2005","Zemědělská společnost Dubné a.s.","Zemědělská společnost Dubné a.s.","3101-738557-26030993-1/1","Radošovice RVS",null,"Provozování nebylo povoleno","České Budějovice","Radošovice","vodovod",null,null,"KUCBAWZ0DTKW"]
["2004-06-07","2004-07-09","2004-07-31",null,null,"19193/2004","Obec Dírná","Obec Dírná","3110-626091-00252166-1/1","Dírná - vodovod",null,"změna 71833/2015","Soběslav","Dírná","vodovod","Pavel Kučera","?","KUCBAWZ0DTKW"]
["2004-06-07","2004-07-09","2004-07-31",null,null,"19193/2004","Obec Dírná","Obec Dírná","3110-626091-00252166-3/1","Dírná kanalizace",null,"změna 71833/2015","Soběslav","Dírná","kanalizace","Pavel Kučera",null,"KUCBAWZ0DTKW"]
["2004-06-07","2004-07-09","2004-07-31",null,null,"19193/2004","Obec Dírná","Obec Dírná","3110-689700-00252166-1/1","Lžín - vodovod",null,"změna 71833/2015","Soběslav","Dírná","vodovod","Pavel Kučera","?","KUCBAWZ0DTKW"]
["2015-09-24","2015-10-14","2015-11-03",null,null,"71833/2015","Obec Dírná","Obec Dírná","3110-689700-00252166-3/1","stoková síť Lžín",null,null,"Soběslav","Dírná","kanalizace","Pavel Kučera",null,"KUCBAWZ0DTKW"]
["2004-07-01","2004-07-07","2004-07-30",null,null,"19021/2004","VaK JČ a.s.","Obec Ponědrážka","3114-725625-00666513-1/1","RVS - Ponědrážka",null,null,null,null,null,null,null,"KUCBAWZ0DTKW"]
["2004-07-01","2004-07-07","2004-07-30",null,null,"19021/2004","VaK JČ a.s.","Obec Ponědraž","3114-725617-00666505-1/2","RVS - Ponědraž",null,"zrušeno 47563/2022",null,null,null,null,null,"KUCBAWZ0DTKW"]
["2004-07-01","2004-07-07","2004-07-30",null,null,"19021/2004","VaK JČ a.s.","Obec Ponědraž","3114-725617-00666505-1/1","PŘ Záblatí - Ponědraž",null,"zrušeno 47563/2022",null,null,null,null,null,"KUCBAWZ0DTKW"]
["2022-04-19","2022-05-13","2022-06-07",null,null,"47563/2022","ČEVAK a.s.","Obec Ponědraž","3114-725617-00666505-1/1","Ponědraž - vodovodní síť"]
["2004-07-01","2004-07-07","2004-07-30",null,null,"19021/2004","VaK JČ a.s.","Obec Popelín","3105-643629-00247286-1/1","RVS - Horní Olešná",null,"zrušeno 137512/2017",null,null,null,null,null,"KUCBAWZ0DTKW"]
["2004-07-01","2004-07-07","2004-07-30",null,null,"19021/2004","VaK JČ a.s.","Obec Popelín","3105-643629-00247286-2/1","zdroje Horní Olešná",null,"zrušeno 137512/2017",null,null,null,null,null,"KUCBAWZ0DTKW"]
["2017-11-23","2017-12-18","2018-01-03",null,null,"137512/2017","ČEVAK a.s.","Obec Popelín","3105-725722-00247286-1/2","Popelín + Horní Olešná, vodovodní síť ",null,null,"Jindřichův Hradec","Popelín","vodovod","Ing Martin Kalač",null,"KUCBAWZ0DTKW"]
["2017-11-23","2017-12-18","2018-01-03",null,null,"137512/2017","ČEVAK a.s.","Obec Popelín","3105-725722-00247286-1/1","Popelín studny – ČS Popelín, PŘSV",null,null,"Jindřichův Hradec","Popelín","vodovod","Ing Martin Kalač",null,"KUCBAWZ0DTKW"]
["2017-11-23","2017-12-18","2018-01-03",null,null,"137512/2017","ČEVAK a.s.","Obec Popelín","3105-725722-00247286-2/1","Popelín, OS",null,null,"Jindřichův Hradec","Popelín","vodovod","Ing Martin Kalač",null,"KUCBAWZ0DTKW"]
["2017-11-23","2017-12-18","2018-01-03",null,null,"137512/2017","ČEVAK a.s.","Obec Popelín","3105-643629-00247286-1/1","Studny S1-S4 – spotřebiště Horní Olešná, PŘSV",null,null,"Jindřichův Hradec","Popelín","vodovod","Ing Martin Kalač",null,"KUCBAWZ0DTKW"]
["2017-11-23","2017-12-18","2018-01-03",null,null,"137512/2017","ČEVAK a.s.","Obec Popelín","3105-643629-00247286-2/1","Horní Olešná, zdroje",null,null,"Jindřichův Hradec","Popelín","vodovod","Ing Martin Kalač",null,"KUCBAWZ0DTKW"]
["2017-11-23","2017-12-18","2018-01-03",null,null,"137512/2017","ČEVAK a.s.","Obec Popelín","3105-725722-00247286-3/1","Popelín – stoková síť",null,null,"Jindřichův Hradec","Popelín","kanalizace","Ing Martin Kalač",null,"KUCBAWZ0DTKW"]
["2017-11-23","2017-12-18","2018-01-03",null,null,"137512/2017","ČEVAK a.s.","Obec Popelín","3105-725722-00247286-4/1","Popelín, ČOV",null,null,"Jindřichův Hradec","Popelín","kanalizace","Ing Martin Kalač",null,"KUCBAWZ0DTKW"]
["2004-07-01","2004-07-09","2004-07-31",null,null,"19213/2004","Obec Sousedovice","Obec Sousedovice","3111-752517-00251798-2/1","VDJ Sousedovice",null,null,"Strakonice","Sousedovice","vodovod","Pavel Masák","podzemní","KUCBAWZ0DTKW"]
["2004-07-01","2004-07-09","2004-07-31",null,null,"19213/2004","Obec Sousedovice","Obec Sousedovice","3111-752517-00251798-1/2","RS Sousedovice",null,null,"Strakonice","Sousedovice","vodovod","Pavel Masák","podzemní","KUCBAWZ0DTKW"]
["2004-07-01","2004-07-09","2004-07-31",null,null,"19213/2004","Obec Sousedovice","Obec Sousedovice","3111-752517-00251798-1/1","PŘ Sousedovice",null,null,"Strakonice","Sousedovice","vodovod","Pavel Masák","podzemní","KUCBAWZ0DTKW"]
["2004-07-01","2004-07-09","2004-07-31",null,null,"19213/2004","Obec Sousedovice","Obec Sousedovice","3111-752517-00251798-2/2","ÚV Sousedovice",null,null,"Strakonice","Sousedovice","vodovod","Pavel Masák","podzemní","KUCBAWZ0DTKW"]
["2004-07-09","2004-08-04","2004-08-21",null,null,"19679/2004","Obec Plav","Obec Plav","3102-721549-00581861-3/1","KS Plav",null,"zrušeno 84052/2020","České Budějovice","Plav","kanalizace","Jaroslav Hlach",null,"KUCBAWZ0DTKW"]
["2004-07-09","2004-08-04","2004-08-21",null,null,"19679/2004","Obec Plav","Obec Plav","3102-721549-00581861-4/1","ČOV Plav ",null,"zrušeno 84052/2020","České Budějovice","Plav","kanalizace","Jaroslav Hlach",null,"KUCBAWZ0DTKW"]
["2004-06-22","2004-09-02","2004-09-23",null,null,"20651/2004","Obec Nadějkov","Obec Nadějkov","3112-701084-00249891-1/1","RVS Nadějkov",null,"zrušení 20719/2011 ","Tábor","Nadějkov","vodovod","Stanislav Benda","podzemní","KUCBAWZ0DTKW"]
["2004-06-22","2004-09-02","2004-09-23",null,null,"20651/2004","Obec Nadějkov","Obec Nadějkov","3112-701084-00249891-2/1","zdroje Nadějkov",null,"zrušení 20719/2011 ","Tábor","Nadějkov","vodovod","Stanislav Benda","podzemní","KUCBAWZ0DTKW"]
["2004-06-22","2004-09-02","2004-09-23",null,null,"20651/2004","Obec Nadějkov","Obec Nadějkov","3112-701084-00249891-2/2","zdroje Kaliště",null,null,"Tábor","Nadějkov","vodovod","Stanislav Benda","podzemní","KUCBAWZ0DTKW"]
["2004-06-22","2004-09-02","2004-09-23",null,null,"20651/2004","Obec Nadějkov","Obec Nadějkov","3112-701084-00249891-1/2","RVS Kaliště",null,null,"Tábor","Nadějkov","vodovod","Stanislav Benda",null,"KUCBAWZ0DTKW"]
["2004-07-21","2004-08-13","2004-09-03",null,null,"20653/2004","František Jakubec","František Jakubec","3103-734390-15810658-1/1","Vodovod-Přední Výtoň- Vyhlídka",null,null,"Český Krumlov","Přední Výtoň","vodovod","František Laštovka",null,"KUCBAWZ0DTKW"]
["2004-07-21","2004-08-13","2004-09-03",null,null,"20653/2004","František Jakubec","František Jakubec","3103-734390-15810658-3/1","Kanalizace-Přední Výtoň- Vyhlídka",null,null,"Český Krumlov","Přední Výtoň","kanalizace","František Laštovka",null,"KUCBAWZ0DTKW"]
["2004-07-22","2004-07-29","2004-08-18",null,null,"21427/2004","Obec Roseč","Obec Roseč","3105-741183-00512729-3/1","KS Roseč",null,null,"Jindřichův hradec","Roseč","kanalizace","Jaroslav Prokeš",null,"KUCBAWZ0DTKW"]
["2004-07-29","2004-07-29","2004-08-01",null,null,"21432/2004","Obec Slapy","Obec Slapy","3112-737917-00667161-3/1","SS Slapy",null,null,"Tábor","Slapy","kanalizace","Ing. František Přibyl",null,"KUCBAWZ0DTKW"]
["2004-08-04","2004-08-04","2004-08-21",null,null,"22076/2004","Obec Cizkrajov","Obec Cizkrajov","3104-617865-00246409-3/1","KS Cizkrajov",null,"Změna 33186/2017","Dačice","Cizkrajov","kanalizace","Ing. Zdeněk Král",null,"KUCBAWZ0DTKW"]
["2011-08-10","2011-09-01","2011-09-22",null,null,"32121/2011","Obec Cizkrajov","Obec Cizkrajov","3104-617890-00246409-3/1","Kanalizace Mutná",null,"Změna 33186/2017","Dačice","Cizkrajov","kanalizace","Ing. Zdeněk Král",null,"KUCBAWZ0DTKW"]
["2011-08-10","2011-09-01","2011-09-22",null,null,"32121/2011","Obec Cizkrajov","Obec Cizkrajov","3104-617881-00246409-3/1","Kanalizace Holešice",null,"Změna 33186/2017","Dačice","Cizkrajov","kanalizace","Ing. Zdeněk Král",null,"KUCBAWZ0DTKW"]
["2011-08-10","2011-09-01","2011-09-22",null,null,"32121/2011","Obec Cizkrajov","Obec Cizkrajov","3104-617873-00246409-3/1","Kanalizace Dolní Bolíkov",null,"Změna 33186/2017","Dačice","Cizkrajov","kanalizace","Ing. Zdeněk Král",null,"KUCBAWZ0DTKW"]
["2011-08-10","2011-09-01","2011-09-22",null,null,"32121/2011","Obec Cizkrajov","Obec Cizkrajov","3104-617865-00246409-4/1","ČOV Cizkrajov",null,"Změna 33186/2017","Dačice","Cizkrajov","kanalizace","Ing. Zdeněk Král",null,"KUCBAWZ0DTKW"]
["2017-03-07","2017-03-10","2017-04-05",null,null,"33186/2017","Obec Cizkrajov","Obec Cizkrajov","3104-617873-00246409-3/2","Dolní Bolíkov, kanalizace na ČOV",null,null,"Dačice","Cizkrajov","kanalizace","Ing. Zdeněk Král",null,"KUCBAWZ0DTKW"]
["2017-03-07","2017-03-10","2017-04-05",null,null,"33186/2017","Obec Cizkrajov","Obec Cizkrajov","3104-617873-00246409-4/1"," Dolní Bolíkov, ČOV",null,null,"Dačice","Cizkrajov","kanalizace","Ing. Zdeněk Král",null,"KUCBAWZ0DTKW"]
["2004-08-03","2004-08-09","2004-08-31",null,null,"22314/2004","ČEVAK a.s.","Obec Pohorská Ves","3106-724785-00475483-2/1","Stavba pro úpravu vody – 2 vrty a sběrná studna Pohorská Ves",null,null,null,null,null,null,null,"KUCBAWZ0DTKW"]
["2004-08-03","2004-08-09","2004-08-31",null,null,"22314/2004","ČEVAK a.s.","Obec Pohorská Ves","3106-724785-00475483-1/1","Přívodní řad – sběrná studna – VDJ Pohorská Ves",null,null,null,null,null,null,null,"KUCBAWZ0DTKW"]
["2004-08-03","2004-08-09","2004-08-31",null,null,"22314/2004","ČEVAK a.s.","Obec Pohorská Ves","3106-724785-00475483-1/2","RVS Pohorská Ves",null,null,null,null,null,null,null,"KUCBAWZ0DTKW"]
["2004-08-03","2004-08-09","2004-08-31",null,null,"22314/2004","ČEVAK a.s.","Obec Pohorská Ves","3106-724785-00475483-4/1","ČOV Pohorská Ves",null,null,null,null,null,null,null,"KUCBAWZ0DTKW"]
["2004-08-03","2004-08-09","2004-08-31",null,null,"22314/2004","ČEVAK a.s.","Obec Pohorská Ves","3106-724785-00475483-3/1","Stoková síť Pohorská Ves",null,null,null,null,null,null,null,"KUCBAWZ0DTKW"]
["2004-08-09","2004-08-11","2004-09-03",null,null,"22555/2004","Obec Čečelovice","Obec Čečelovice","3101-510068-00475629-3/1","Stoková síť Čečelovice",null,"změna 10033/2015","Blatná","Čečelovice","kanalizace","Ing. Josef Skala",null,"KUCBAWZ0DTKW"]
["2015-01-27","2015-02-02","2015-02-20",null,null,"10033/2015","Obec Čečelovice","Obec Čečelovice","3101-618781-00475629-1/1","Vodovod Čečelovice - Záboří - Velký Bor",null,null,"Blatná","Čečelovice","vodovod",null,null,"KUCBAWZ0DTKW"]
["2015-01-27","2015-02-02","2015-02-20",null,null,"10033/2015","Obec Čečelovice","Obec Čečelovice","3101-618781-00475629-2/1","Úpravna Čečelovice",null,null,"Blatná","Čečelovice","vodovod",null,null,"KUCBAWZ0DTKW"]
["2004-08-11","2004-08-12","2004-09-03",null,null,"22648/2004","Obec Pěčnov","Obec Pěčnov","3109-651711-00583120-1/1","RVS Pěčnov",null,null,"Prachatice","Pěčnov","vodovod","Jan Soukup",null,"KUCBAWZ0DTKW"]
["2004-08-11","2004-08-12","2004-09-03",null,null,"22648/2004","Obec Pěčnov","Obec Pěčnov","3109-651711-00583120-3/1","KS Pěčnov",null,"Změna 144526/2016","Prachatice","Pěčnov","kanalizace","Jan Soukup",null,"KUCBAWZ0DTKW"]
["2004-08-11","2004-08-12","2004-09-03",null,null,"22648/2004","Obec Pěčnov","Obec Pěčnov","3109-651711-00583120-4/1","ČOV Pěčnov",null,"Změna 144526/2016","Prachatice","Pěčnov","kanalizace","Jan Soukup",null,"KUCBAWZ0DTKW"]
["2016-11-07","2016-11-23","2016-12-17",null,null,"144526/2016","Obec Pěčnov","Obec Pěčnov","3109-651711-00583120-2/1","Stavba pro úpravu vody s technologií pro úpravu vody",null,null,"Prachatice","Pěčnov","vodovod","Jan Soukup",null,"KUCBAWZ0DTKW"]
["2004-08-11","2004-08-13","2004-09-03",null,null,"17242/2004","ČEVAK a.s.","Obec Bohumilice","3116-606375-00250333-3/1","Bohumilice- stoková síť",null,null,null,null,null,null,null,"KUCBAWZ0DTKW"]
["2004-08-11","2004-08-13","2004-09-03",null,null,"22717/2004","ČEVAK a.s.","Obec Sedlec","3102-746720-00245411-4/1","ČOV Sedlec",null,"změna rozhodnutím 69819/2014",null,null,null,null,null,"KUCBAWZ0DTKW"]
["2004-08-11","2004-08-13","2004-09-03",null,null,"22717/2004","ČEVAK a.s.","Obec Sedlec","3102-746720-00245411-3/1","Sedlec- stoková síť",null,"změna rozhodnutím 69819/2014",null,null,null,null,null,"KUCBAWZ0DTKW"]
["2006-06-01","2006-06-30","2006-07-18",null,null,"16873/2006","ČEVAK a.s.","Obec Sedlec","3102-746690-00245411-4/1","ČOV Lékařova Lhota",null,"změna rozhodnutím 69819/2014",null,null,null,null,null,"KUCBAWZ0DTKW"]
["2006-06-01","2006-06-30","2006-07-18",null,null,"16873/2006","ČEVAK a.s.","Obec Sedlec","3102-746690-00245411-3/1","Lékařova Lhota - stoková síť",null,"změna rozhodnutím 69819/2014",null,null,null,null,null,"KUCBAWZ0DTKW"]
["2008-03-26","2008-04-23","2008-05-13",null,null,"9724/2008","ČEVAK a.s.","Obec Sedlec","3102-746711-00245411-3/1","Sedlec - Plástovice- Stoková síť",null,"změna rozhodnutím 69819/2014",null,null,null,null,null,"KUCBAWZ0DTKW"]
["2008-03-26","2008-04-23","2008-05-13",null,null,"9724/2008","ČEVAK a.s.","Obec Sedlec","3102-746711-00245411-4/1","Sedlec - Plástovice- ČOV",null,"změna rozhodnutím 69819/2014",null,null,null,null,null,"KUCBAWZ0DTKW"]
["2004-08-17","2004-08-19","2004-09-10",null,null,"23098/2004","Obec Hracholusky","Obec Hracholusky","3109-647608-00250431-1/1","RVS Hracholusky",null,"změna 94886/2017, 148883/2023","Prachatice","Hracholusky","vodovod","Ing. Petr Hanzlík",null,"KUCBAWZ0DTKW"]
["2004-08-17","2004-08-19","2004-09-10",null,null,"23098/2004","Obec Hracholusky","Obec Hracholusky","3109-647608-00250431-3/1","KS Hracholusky",null,"změna 94886/2017, 148883/2023","Prachatice","Hracholusky","kanalizace","Ing. Petr Hanzlík",null,"KUCBAWZ0DTKW"]
["2004-08-17","2004-08-19","2004-09-10",null,null,"23098/2004","Obec Hracholusky","Obec Hracholusky","3109-647608-00250431-4/1","ČOV Hracholusky",null,"změna 94886/2017, 148883/2023","Prachatice","Hracholusky","kanalizace","Ing. Petr Hanzlík",null,"KUCBAWZ0DTKW"]
["2004-08-17","2004-08-19","2004-09-10",null,null,"23098/2004","Obec Hracholusky","Obec Hracholusky","3109-647608-00250431-1/2","RVS Žitná",null,"změna 94886/2017, 148883/2023","Prachatice","Hracholusky","vodovod","Ing. Petr Hanzlík",null,"KUCBAWZ0DTKW"]
["2004-08-17","2004-08-19","2004-09-10",null,null,"23098/2004","Obec Hracholusky","Obec Hracholusky","3109-647608-00250431-3/2","KS Žitná",null,"změna 94886/2017, 148883/2023","Prachatice","Hracholusky","kanalizace","Ing. Petr Hanzlík",null,"KUCBAWZ0DTKW"]
["2017-08-03","2017-08-24","2017-09-09",null,null,"94886/2017","Obec Hracholusky","Obec Hracholusky","3109-647608-00250431-2/1","jímání Hracholusky - studny",null,"změna 148883/2023","Prachatice","Hracholusky","vodovod","Ing. Petr Hanzlík",null,"KUCBAWZ0DTKW"]
["2017-08-03","2017-08-24","2017-09-09",null,null,"94886/2017","Obec Hracholusky","Obec Hracholusky","3109-647608-00250431-2/2","jímání Hracholusky - vrt",null,"změna 148883/2023","Prachatice","Hracholusky","vodovod","Ing. Petr Hanzlík",null,"KUCBAWZ0DTKW"]
["2004-08-17","2004-08-19","2004-09-09",null,null,"23095/2004","Obec Lipovice","Obec Lipovice","3109-633241-00583065-1/1","RVS Lipovice 1",null,"zrušeno 84326/202","Prachatice","Lipovice","vodovod","Jan Toman",null,"KUCBAWZ0DTKW"]
["2004-08-17","2004-08-19","2004-09-09",null,null,"23095/2004","Obec Lipovice","Obec Lipovice","3109-633241-00583065-3/1","KS Lipovice 1",null,"zrušeno 84326/202","Prachatice","Lipovice","kanalizace","Jan Toman",null,"KUCBAWZ0DTKW"]
["2004-08-17","2004-08-19","2004-09-09",null,null,"23095/2004","Obec Lipovice","Obec Lipovice","3109-633241-00583065-1/2","RVS Lipovice 2",null,"zrušeno 84326/202","Prachatice","Lipovice","vodovod","Jan Toman",null,"KUCBAWZ0DTKW"]
["2004-08-17","2004-08-19","2004-09-09",null,null,"23095/2004","Obec Lipovice","Obec Lipovice","3109-633241-00583065-3/2","KS Lipovice 2",null,"zrušeno 84326/202","Prachatice","Lipovice","kanalizace","Jan Toman",null,"KUCBAWZ0DTKW"]
["2020-07-07","2020-08-11","2020-09-01",null,null,"84326/2020","Obec Lipovice","Obec Lipovice","3109-633241-00583065-1/1","Lipovice rozvodná vodovodní síť",null,null,"Prachatice","Lipovice","vodovod","Ing. Martin Sellner"]
["2020-07-07","2020-08-11","2020-09-01",null,null,"84326/2020","Obec Lipovice","Obec Lipovice","3109-633241-00583065-1/2","Konopiště rozvodná vodovodní síť",null,null,"Prachatice","Lipovice","vodovod","Ing. Martin Sellner"]
["2020-07-07","2020-08-11","2020-09-01",null,null,"84326/2020","Obec Lipovice","Obec Lipovice","3109-633241-00583065-1/3","Lipovice přiváděcí řad",null,null,"Prachatice","Lipovice","vodovod","Ing. Martin Sellner"]
["2020-07-07","2020-08-11","2020-09-01",null,null,"84326/2020","Obec Lipovice","Obec Lipovice","3109-633241-00583065-1/4","Konopiště přiváděcí řad",null,null,"Prachatice","Lipovice","vodovod","Ing. Martin Sellner"]
["2020-07-07","2020-08-11","2020-09-01",null,null,"84326/2020","Obec Lipovice","Obec Lipovice","3109-633241-00583065-2/1","Lipovice studny",null,null,"Prachatice","Lipovice","vodovod","Ing. Martin Sellner"]
["2020-07-07","2020-08-11","2020-09-01",null,null,"84326/2020","Obec Lipovice","Obec Lipovice","3109-633241-00583065-2/2","Konopiště vrty",null,null,"Prachatice","Lipovice","vodovod","Ing. Martin Sellner"]
["2020-07-07","2020-08-11","2020-09-01",null,null,"84326/2020","Obec Lipovice","Obec Lipovice","3109-633241-00583065-3/1","Lipovice stoková síť",null,null,"Prachatice","Lipovice","kanalizace","Ing. Martin Sellner"]
["2020-07-07","2020-08-11","2020-09-01",null,null,"84326/2020","Obec Lipovice","Obec Lipovice","3109-633241-00583065-3/2","Konopiště stoková síť",null,null,"Prachatice","Lipovice","kanalizace","Ing. Martin Sellner"]
["2004-08-31","2004-09-06","2004-09-25",null,null,"24430/2004","Obec Uzeničky","Obec Uzeničky","3101-775789-00667927-3/1","KS Uzeničky",null,null,"Blatná","Uzeničky","kanalizace","Zdeněk Sýbek",null,"KUCBAWZ0DTKW"]
["2004-08-31","2004-09-06","2004-09-25",null,null,"24430/2004","Obec Uzeničky","Obec Uzeničky","3101-775789-00667927-3/2","KS Černívsko",null,null,"Prachatice",null,null,null,null,"KUCBAWZ0DTKW"]
["2004-09-03","2004-09-09","2004-09-30",null,null,"24512/2004","VaK JČ a.s.","Obec Kamenný Újezd","3102-673111-00245062-2/1","Studna s ČS Krasejovka",null,"zrušeno rozhodnutím 24191/2014",null,null,null,null,null,"KUCBAWZ0DTKW"]
["2004-09-03","2004-09-09","2004-09-30",null,null,"24512/2004","VaK JČ a.s.","Obec Kamenný Újezd","3102-673111-00245062-1/2","Přiváděcí řad – ČS –VDJ Krasejovka",null,"zrušeno rozhodnutím 24191/2014",null,null,null,null,null,"KUCBAWZ0DTKW"]
["2004-09-03","2004-09-09","2004-09-30",null,null,"24512/2004","VaK JČ a.s.","Obec Kamenný Újezd","3102-673111-00245062-1/1","RVS Krasejovka",null,"změna rozhodnutím 42191/2014, zrušeno 62178/2021",null,null,null,null,null,"KUCBAWZ0DTKW"]
["2004-09-03","2004-09-09","2004-09-30",null,null,"24512/2004","VaK JČ a.s.","Obec Kamenný Újezd","3102-662925-00245062-4/2","Čistírna odpadních vod Kamenný Újezd (nová)",null,"změna rozhodnutím 42191/2014, zrušeno 62178/2021",null,null,null,null,null,"KUCBAWZ0DTKW"]
["2004-09-14","2004-09-20","2004-10-08",null,null,"25500/2004","Obec Sousedovice","Obec Sousedovice","3111-752517-00251798-3/1","KS Sousedovice",null,null,"Strakonice","Sousedovice","kanalizace","Pavel Masák",null,"KUCBAWZ0DTKW"]
["2004-09-13","2004-09-20","2004-10-08",null,null,"25516/2004","Obec Komařice","Obec Komařice","3102-668753-00581437-3/1","KS Komařice",null,null,"České Budějovice","Komařice","kanalizace","Ing. Petr Málek",null,"KUCBAWZ0DTKW"]
["2004-09-13","2004-09-20","2004-10-08",null,null,"25582/2004","Obec Radětice","Obec Radětice","3112-737593-00252743-3/1","KS Radětice",null,"zrušeno 1278/2012","Tábor","Radětice","kanalizace","František Radoň",null,"KUCBAWZ0DTKW"]
["2004-09-30","2004-10-04","2004-10-23",null,null,"26719/2004","Obec Buzice","Obec Buzice","3101-616401-47256869-3/1","KS Buzice",null,"Zrušeno 12957/2024","Blatná","Buzice","kanalizace","Václav Maňhal",null,"KUCBAWZ0DTKW"]
["2004-10-07","2004-10-08","2004-10-28",null,null,"27264/2004","Obec Dasný","Obec Dasný","3102-624781-00581224-3/1","KS Dasný",null,"změna 112911/2016","České Budějovice","Dasný","kanalizace","Pavel Grup",null,"KUCBAWZ0DTKW"]
["2016-08-19","2016-08-23","2016-08-30",null,null,"112911/2016","Obec Dasný","Obec Dasný","3102-624781-00581224-4/1","ČOV Dasný",null,null,"České Budějovice","Dasný","kanalizace","Pavel Grup",null,"KUCBAWZ0DTKW"]
["2004-10-07","2004-10-21","2004-11-10",null,null,"27353/2004","ČEVAK a.s.","České dráhy - správa dopravní cesty","3106-642894-70994226-3/1","Stoková síť Český Heršlák",null,"zrušeno 94971/2025",null,null,null,null,null,"KUCBAWZ0DTKW"]
["2004-10-07","2004-10-08","2004-10-30",null,null,"27355/2004","VaK JČ a.s.","Obec Čížová","3108-624161-00249602-1/1","RVS Bošovice",null,"změna 36532/2014, zrušeno 112779/2021",null,null,null,null,null,"KUCBAWZ0DTKW"]
["2004-10-07","2004-10-08","2004-10-30",null,null,"27355/2004","VaK JČ a.s.","Obec Čížová","3108-624195-00249602-1/1","RVS Nová Ves",null,"změna 36532/2014, zrušeno 112779/2021",null,null,null,null,null,"KUCBAWZ0DTKW"]
["2004-10-07","2004-10-08","2004-10-30",null,null,"27355/2004","VaK JČ a.s.","Obec Čížová","3108-624187-00249602-1/1","RVS Krašovice",null,"změna 36532/2014, zrušeno 112779/2021",null,null,null,null,null,"KUCBAWZ0DTKW"]
["2004-10-07","2004-10-08","2004-10-30",null,null,"27355/2004","VaK JČ a.s.","Obec Čížová","3108-767743-00249602-1/1","RVS Topělec",null,"změna 36532/2014, zrušeno 112779/2021",null,null,null,null,null,"KUCBAWZ0DTKW"]
["2004-10-18","2004-10-20","2004-11-05",null,null,"28151/2004","Obec Pištín","Obec Pištín","3102-721115-00581844-3/1","KS Pištín",null,"zrušeno","České Budějovice","Pištín","kanalizace","Jana Božovská",null,"KUCBAWZ0DTKW"]
["2004-10-18","2004-10-20","2004-11-05",null,null,"28151/2004","Obec Pištín","Obec Pištín","3102-721093-00581844-3/1","KS Češňovice",null,"zrušeno","České Budějovice","Pištín","kanalizace","Jana Božovská",null,"KUCBAWZ0DTKW"]
["2004-07-23","2004-10-20","2004-11-09","2004-08-11",null,"21096/2004","Obec Jilem","Obec Jilem","3105-654441-00666432-3/1","KS - Jilem",null,"zrušení 79923/2018","Jindřichův Hradec","Jilem","kanalizace","Jaroslav Šlesinger",null,"KUCBAWZ0DTKW"]
["2004-07-23","2004-10-20","2004-11-09","2004-08-11",null,"21096/2004","Obec Jilem","Obec Jilem","3105-659941-00666432-1/2","RVS 1- Jilem",null,"změna 79923/2018","Jindřichův Hradec","Jilem","vodovod","Jaroslav Šlesinger",null,"KUCBAWZ0DTKW"]
["2004-07-23","2004-10-20","2004-11-09","2004-08-11",null,"21096/2004","Obec Jilem","Obec Jilem","3105-659941-00666432-1/1","RVS 2- Jilem",null,"změna 79923/2018","Jindřichův Hradec","Jilem","vodovod","Jaroslav Šlesinger",null,"KUCBAWZ0DTKW"]
["2018-06-13","2018-06-29","2018-07-18",null,null,"79923/2018","Obec Jilem","Obec Jilem","3105-659941-00666432-3/1","Kanalizace Jilem",null,null,"Jindřichův Hradec","Jilem","kanalizace","Jaroslav Šlesinger",null,"KUCBAWZ0DTKW"]
["2018-06-13","2018-06-29","2018-07-18",null,null,"79923/2018","Obec Jilem","Obec Jilem","3105-659941-00666432-4/1","ČOV Jilem",null,null,"Jindřichův Hradec","Jilem","kanalizace","Jaroslav Šlesinger",null,"KUCBAWZ0DTKW"]
["2004-10-20","2004-10-21","2004-11-10",null,null,"28243/2004","Obec Lodhéřov","Obec Lodhéřov","3105-686352-00247014-1/1","RVS Lodhéřov",null,"zrušeno 50285/2015","Jindřichův Hradec","Lodhéřov","vodovod","Václav Matoušek",null,"KUCBAWZ0DTKW"]
["2004-10-20","2004-10-21","2004-11-10",null,null,"28243/2004","Obec Lodhéřov","Obec Lodhéřov","3105-686352-00247014-1/2","RVS Studnice",null,"zrušeno 50285/2015","Jindřichův Hradec","Lodhéřov","vodovod","Václav Matoušek",null,"KUCBAWZ0DTKW"]
["2004-10-18","2004-11-15","2004-12-07","2004-10-21",null,"28235/2004","Obec Zbelítov","Obec Zbelítov","3107-791385-00511692-3/1","SS Zbelítov",null,null,"Milevsko","Zbelítov","kanalizace","František Radoň",null,"KUCBAWZ0DTKW"]
["2004-10-14","2004-10-22","2004-11-11",null,null,"27989/2004","Obec Stožice","Obec Stožice","3117-755729-48222623-2/2","ÚV Stožice",null,"zrušeno 29294/2011","Vodňany","Stožice","vodovod","Jiří Dvořák",null,"KUCBAWZ0DTKW"]
["2004-10-14","2004-10-22","2004-11-11",null,null,"27989/2004","Obec Stožice","Obec Stožice","3117-755729-48222623-2/1","ČS Libějovické Svobodné Hory",null,"zrušeno 29294/2011","Vodňany","Stožice","vodovod","Jiří Dvořák",null,"KUCBAWZ0DTKW"]
["2004-10-14","2004-10-22","2004-11-11",null,null,"27989/2004","Obec Stožice","Obec Stožice","3117-755745-48222623-1/1","RVS Stožice, Křepice",null,"zrušeno 29294/2011","Vodňany","Stožice","vodovod","Jiří Dvořák",null,"KUCBAWZ0DTKW"]
["2004-10-14","2004-10-22","2004-11-11",null,null,"27989/2004","Obec Stožice","Obec Stožice","3117-755729-48222623-1/1","RVS Libějovické Svobodné Hory",null,"zrušeno 29294/2011","Vodňany","Stožice","vodovod","Jiří Dvořák",null,"KUCBAWZ0DTKW"]
["2004-10-14","2004-10-22","2004-11-11",null,null,"27989/2004","Obec Stožice","Obec Stožice","3117-755745-48222623-3/1","KS Stožice",null,"zrušeno 29294/2011","Vodňany","Stožice","kanalizace","Jiří Dvořák",null,"KUCBAWZ0DTKW"]
["2004-10-14","2004-10-22","2004-11-11",null,null,"27989/2004","Obec Stožice","Obec Stožice","3117-755745-48222623-4/1","ČOV Stožice",null,"zrušeno 29294/2011","Vodňany","Stožice","kanalizace","Jiří Dvořák",null,"KUCBAWZ0DTKW"]
["2004-10-20","2004-12-22","2005-01-14",null,null,"32957/2004","Obec Mičovice","Obec Mičovice","3109-693952-00583090-1/1","Vodovod Mičovice",null,"změna 150955/2018","Prachatice","Mičovice","vodovod","Václav Bárta",null,"KUCBAWZ0DTKW"]
["2017-05-09","2017-05-29","2017-06-17",null,null,"58682/2017","Obec Mičovice","Obec Mičovice","3109-693936-00583090-1/1","zásobní řad od zdrojů do VDJ",null,"změna 150955/2018","Prachatice","Mičovice","vodovod","Václav Bárta",null,"KUCBAWZ0DTKW"]
["2017-05-09","2017-05-29","2017-06-17",null,null,"58682/2017","Obec Mičovice","Obec Mičovice","3109-693936-00583090-1/2","RVS Jáma",null,"změna 150955/2018","Prachatice","Mičovice","vodovod","Václav Bárta",null,"KUCBAWZ0DTKW"]
["2017-05-09","2017-05-29","2017-06-17",null,null,"58682/2017","Obec Mičovice","Obec Mičovice","3109-693936-00583090-2/1","zdroje Jáma",null,"změna 150955/2018","Prachatice","Mičovice","vodovod","Václav Bárta",null,"KUCBAWZ0DTKW"]
["2017-05-09","2017-05-29","2017-06-17",null,null,"58682/2017","Obec Mičovice","Obec Mičovice","3109-693952-00583090-3/1","kanalizace Mičovice",null,"změna 150955/2018","Prachatice","Mičovice","kanalizace","Václav Bárta",null,"KUCBAWZ0DTKW"]
["2017-05-09","2017-05-29","2017-06-17",null,null,"58682/2017","Obec Mičovice","Obec Mičovice","3109-693952-00583090-4/1","ČOV Mičovice",null,"změna 150955/2018","Prachatice","Mičovice","kanalizace","Václav Bárta",null,"KUCBAWZ0DTKW"]
["2018-12-12","2019-01-15","2019-02-06",null,null,"150955/2018","Obec Mičovice","Obec Mičovice","3109-693944-00583090-1/1","zásobní řad od zdrojů do VDJ Klenovice",null,null,"Prachatice","Mičovice","vodovod","Václav Bárta"]
["2018-12-12","2019-01-15","2019-02-06",null,null,"150955/2018","Obec Mičovice","Obec Mičovice","3109-693944-00583090-1/2","RVS Klenovice",null,null,"Prachatice","Mičovice","vodovod","Václav Bárta"]
["2018-12-12","2019-01-15","2019-02-06",null,null,"150955/2018","Obec Mičovice","Obec Mičovice","3109-693944-00583090-2/1","zdroje Klenovice",null,null,"Prachatice","Mičovice","vodovod","Václav Bárta"]
["2004-11-02","2004-11-19","2004-12-10",null,null,"29473/2004","Obec Chroboly","Obec Chroboly","3109-654205-00250465-1/1","Vodovod Záhoří u Chrobol",null,"nahrazeno rozhodnutím 36696/2009","Prachatice","Chroboly","vodovod","Josef Hušek",null,"KUCBAWZ0DTKW"]
["2004-11-15","2004-11-23","2004-12-11",null,null,"30551/2004","VaK JČ a.s.","Obec Drhovle","3108-632414-00249645-1/1","PŘ DŘ - Dubí Hora",null,"zrušeno 146825/2019",null,null,null,null,null,"KUCBAWZ0DTKW"]
["2004-11-15","2004-11-23","2004-12-11",null,null,"30551/2004","VaK JČ a.s.","Obec Drhovle","3108-632414-00249645-1/2","RVS Dubí Hora",null,"zrušeno 146825/2019",null,null,null,null,null,"KUCBAWZ0DTKW"]
["2013-11-12","2013-11-28","2013-12-28",null,null,"61987/2013","ČEVAK a.s.","Obec Drhovle","3108-632414-00249645-1/3","Drhovle, PŘ do VDJ Drhovle",null,"zrušeno 146825/2019",null,null,null,null,null,"KUCBAWZ0DTKW"]
["2013-11-12","2013-11-28","2013-12-28",null,null,"61987/2013","ČEVAK a.s.","Obec Drhovle","3108-632414-00249645-1/4","Drhovle, RVS Drhovle",null,"zrušeno 146825/2019",null,null,null,null,null,"KUCBAWZ0DTKW"]
["2013-11-12","2013-11-28","2013-12-28",null,null,"61987/2013","ČEVAK a.s.","Obec Drhovle","3108-632457-00249645-1/1","Drhovle, RVS Mladotice",null,"zrušeno 146825/2019",null,null,null,null,null,"KUCBAWZ0DTKW"]
["2013-11-12","2013-11-28","2013-12-28",null,null,"61987/2013","ČEVAK a.s.","Obec Drhovle","3108-632457-00249645-1/2","Drhovle, RVS Chlaponice",null,"zrušeno 146825/2019",null,null,null,null,null,"KUCBAWZ0DTKW"]
["2013-11-12","2013-11-28","2013-12-28",null,null,"61987/2013","ČEVAK a.s.","Obec Drhovle","3108-632473-00249645-1/1","Drhovle, RVS Pamětice",null,"zrušeno 146825/2019",null,null,null,null,null,"KUCBAWZ0DTKW"]
["2019-12-17","2020-01-22","2020-02-07",null,null,"146825/2019","ČEVAK a.s.","Obec Drhovle","3108-632414-00249645-1/1","Drhovle, PŘ do VDJ Drhovle",null,"zrušeno 104941/2024"]
["2019-12-17","2020-01-22","2020-02-07",null,null,"146825/2019","ČEVAK a.s.","Obec Drhovle","3108-632414-00249645-1/2","Drhovle, Pamětice, Mladotice, Chlaponice - vodovodní síť",null,"zrušeno 104941/2024"]
["2019-12-17","2020-01-22","2020-02-07",null,null,"146825/2019","ČEVAK a.s.","Obec Drhovle","3108-632406-00249645-1/1","Brloh u Drhovle - vodovodní síť",null,"zrušeno 104941/2024"]
["2019-12-17","2020-01-22","2020-02-07",null,null,"146825/2019","ČEVAK a.s.","Obec Drhovle","3108-632473-00249645-1/1","Dubí Hora - vodovodní síť",null,"zrušeno 104941/2024"]
["2024-08-30","2024-10-10","2024-10-30",null,null,"104941/2024","ČEVAK a.s.","Obec Drhovle","3108-632414-00249645-1/1"," Drhovle, Pamětice, Mladotice, Chlaponice - vodovodní síť"]
["2024-08-30","2024-10-10","2024-10-30",null,null,"104941/2024","ČEVAK a.s.","Obec Drhovle","3108-632473-00249645-1/1"," Drhovle - Dubí Hora - vodovodní síť"]
["2024-08-30","2024-10-10","2024-10-30",null,null,"104941/2024","ČEVAK a.s.","Obec Drhovle","3108-632406-00249645-1/1"," Drhovle - Brloh u Drhovle - vodovodní síť"]
["2004-12-10","2004-12-14","2005-01-04",null,null,"32247/2004","Obec Hospříz","Obec Hospříz","3105-645583-00246751-3/1","kanalizace Hospříz",null,"Změna rozhodnutím 13995/2011","Jindřichův Hradec","Hospříz","kanalizace","Martin Mika",null,"KUCBAWZ0DTLR"]
["2004-12-10","2004-12-14","2005-01-04",null,null,"32247/2004","Obec Hospříz","Obec Hospříz","3105-645583-00246751-4/1","ČOV Hospříz",null,"Změna rozhodnutím 13995/2011","Jindřichův Hradec","Hospříz","kanalizace","Martin Mika",null,"KUCBAWZ0DTLR"]
["2004-12-13","2004-12-15","2005-01-07",null,null,"32444/2004","Obec Vilice","Obec Vilice","3112-782050-00667242-1/1 ","RVS 1-Vilice",null,"změna 43834/2011","Tábor","Vilice","vodovod","Jan Rašek",null,"KUCBAWZ0DTLR"]
["2004-12-13","2004-12-15","2005-01-07",null,null,"32444/2004","Obec Vilice","Obec Vilice","3112-782050-00667242-3/1 ","KS 1 - Vilice",null,"změna 43834/2011","Tábor","Vilice","kanalizace","Jan Rašek",null,"KUCBAWZ0DTLR"]
["2004-12-13","2004-12-15","2005-01-07",null,null,"32444/2004","Obec Vilice","Obec Vilice","3112-782050-00667242-1/2 ","RVS 2 -Vilice",null,"změna 43834/2011","Tábor","Vilice","vodovod","Jan Rašek",null,"KUCBAWZ0DTLR"]
["2004-12-13","2004-12-15","2005-01-07",null,null,"32444/2004","Obec Vilice","Obec Vilice","3112-782050-00667242-3/2 ","KS 2 - Vilice",null,"změna 43834/2011","Tábor","Vilice","kanalizace","Jan Rašek",null,"KUCBAWZ0DTLR"]
["2011-11-29","2011-12-20","2012-01-07",null,null,"43834/2011","Obec Vilice","Obec Vilice","3112-782050-00667242-1/1","Vodovod Vilice - přiváděcí řad",null,null,"Tábor","Vilice","vodovod","Ing. Michal Kořínek",null,"KUCBAWZ0DTLR"]
["2011-11-29","2011-12-20","2012-01-07",null,null,"43834/2011","Obec Vilice","Obec Vilice","3112-782050-00667242-1/2","Vodovod Vilice - rozvodná vodovodní síť",null,null,"Tábor","Vilice","vodovod","Ing. Michal Kořínek",null,"KUCBAWZ0DTLR"]
["2011-11-29","2011-12-20","2012-01-07",null,null,"43834/2011","Obec Vilice","Obec Vilice","3112-782050-00667242-2/1","Vodovod Vilice - hygienická úprava vody ve vodojemu",null,null,"Tábor","Vilice","vodovod","Ing. Michal Kořínek",null,"KUCBAWZ0DTLR"]
["2011-11-29","2011-12-20","2012-01-07",null,null,"43834/2011","Obec Vilice","Obec Vilice","3112-782050-00667242-1/3","Vodovod Vilice -Hrnčíře -  přiváděcí řad",null,null,"Tábor","Vilice","vodovod","Ing. Michal Kořínek",null,"KUCBAWZ0DTLR"]
["2011-11-29","2011-12-20","2012-01-07",null,null,"43834/2011","Obec Vilice","Obec Vilice","3112-782050-00667242-1/4","Vodovod Hrnčíře - rozvodná vodovodní síť",null,null,"Tábor","Vilice","vodovod","Ing. Michal Kořínek",null,"KUCBAWZ0DTLR"]
["2011-11-29","2011-12-20","2012-01-07",null,null,"43834/2011","Obec Vilice","Obec Vilice","3112-782050-00667242-2/2","Vodovod Vilice -Hrnčíře - hygienická úprava vody ve vodojemu",null,null,"Tábor","Vilice","vodovod","Ing. Michal Kořínek",null,"KUCBAWZ0DTLR"]
["2011-11-29","2011-12-20","2012-01-07",null,null,"43834/2011","Obec Vilice","Obec Vilice","3112-782050-00667242-3/1","Kanalizace Vilice",null,null,"Tábor","Vilice","kanalizace","Ing. Michal Kořínek",null,"KUCBAWZ0DTLR"]
["2004-10-18","2005-01-07","2005-01-28","2004-11-25",null,"28240/2004","DOSI s.r.o.","Obec Zálezly","3116-790656-00250856-1/1","PŘ Zálezly",null,"rušení 19842/2007","Vimperk","Zálezly","vodovod","Ing. Václav Fridrich",null,"KUCBAWZ0DTLR"]
["2004-10-18","2005-01-07","2005-01-28","2004-11-25",null,"28240/2004","DOSI s.r.o.","Obec Zálezly","3116-790656-00250856-1/2","RVS Zálezly",null,"rušení 19842/2007","Vimperk","Zálezly","vodovod","Ing. Václav Fridrich",null,"KUCBAWZ0DTLR"]
["2004-10-18","2005-01-07","2005-01-28","2004-11-25",null,"28240/2004","DOSI s.r.o.","Obec Zálezly","3116-790656-00250856-3/1","KS Zálezly",null,"rušení 19842/2007","Vimperk","Zálezly","kanalizace","Ing. Václav Fridrich",null,"KUCBAWZ0DTLR"]
["2004-10-18","2005-01-07","2005-01-28","2004-11-25",null,"28240/2004","DOSI s.r.o.","Obec Zálezly","3116-790656-00250856-4/1","ČOV Zálezly",null,"rušení 19842/2007","Vimperk","Zálezly","kanalizace","Ing. Václav Fridrich",null,"KUCBAWZ0DTLR"]
["2004-12-06","2005-01-27","2005-02-17","2004-12-09",null,"32040/2004","AGRO Chýnov, zemědělské obchodní družstvo","AGRO Chýnov, zemědělské obchodní družstvo","3112-666581-60071001-2/1","studny Velmovice (2x3m)",null,"zrušeno KUJCK 31952/2008","Tábor","Chýnov","vodovod","Jaroslav Nácal",null,"KUCBAWZ0DTLR"]
["2004-12-06","2005-01-27","2005-02-17","2004-12-09",null,"32040/2004","AGRO Chýnov, zemědělské obchodní družstvo","AGRO Chýnov, zemědělské obchodní družstvo","3112-627399-60071001-2/1","pramení jímka Dobronice Vrcha",null,"zrušeno KUJCK 31952/2008","Tábor","Chýnov","vodovod","Jaroslav Nácal",null,"KUCBAWZ0DTLR"]
["2004-12-06","2005-01-27","2005-02-17","2004-12-09",null,"32040/2004","AGRO Chýnov, zemědělské obchodní družstvo","AGRO Chýnov, zemědělské obchodní družstvo","3112-666581-60071001-1/1","PŘ Velmovice - RVS Velmovice",null,"zrušeno KUJCK 31952/2008","Tábor","Chýnov","vodovod","Jaroslav Nácal",null,"KUCBAWZ0DTLR"]
["2004-12-06","2005-01-27","2005-02-17","2004-12-09",null,"32040/2004","AGRO Chýnov, zemědělské obchodní družstvo","AGRO Chýnov, zemědělské obchodní družstvo","3112-666581-60071001-1/2","RVS Velmovice (včetně 2 ks VDJ)",null,"zrušeno KUJCK 31952/2008","Tábor","Chýnov","vodovod","Jaroslav Nácal",null,"KUCBAWZ0DTLR"]
["2004-12-06","2005-01-27","2005-02-17","2004-12-09",null,"32040/2004","AGRO Chýnov, zemědělské obchodní družstvo","AGRO Chýnov, zemědělské obchodní družstvo","3112-666572-60071001-1/1","RVS Kloužovice",null,"zrušeno KUJCK 31952/2008","Tábor","Chýnov","vodovod","Jaroslav Nácal",null,"KUCBAWZ0DTLR"]
["2004-12-06","2005-01-27","2005-02-17","2004-12-09",null,"32040/2004","AGRO Chýnov, zemědělské obchodní družstvo","AGRO Chýnov, zemědělské obchodní družstvo","3112-627399-60071001-1/1","PŘ pramenní jímka Dobronice Vrcha - VDJ Velmovice",null,"zrušeno KUJCK 31952/2008","Tábor","Chýnov","vodovod","Jaroslav Nácal",null,"KUCBAWZ0DTLR"]
["2005-01-03","2005-01-27","2005-02-17",null,null,"2291/2005","Obec Číměř","Obec Číměř","3105-623865-00246450-1/1","RVS Číměř 12",null,"změna 70645/2015, 99038/2021","Jindřichův Hradec","Číměř","vodovod","Ing. Renáta Kněžínková",null,"KUCBAWZ0DTLR"]
["2005-01-03","2005-01-27","2005-02-17",null,null,"2291/2005","Obec Číměř","Obec Číměř","3105-623865-00246450-1/2","RVS Číměř 12, osada Potočná",null,"změna 70645/2015, 99038/2021","Jindřichův Hradec","Číměř","vodovod","Ing. Renáta Kněžínková",null,"KUCBAWZ0DTLR"]
["2005-01-03","2005-01-27","2005-02-17",null,null,"2291/2005","Obec Číměř","Obec Číměř","3105-623865-00246450-3/1","KS Číměř 12",null,"změna 70645/2015, 99038/2021","Jindřichův Hradec","Číměř","kanalizace","Ing. Renáta Kněžínková",null,"KUCBAWZ0DTLR"]
["2015-09-21","2015-11-18","2015-12-09",null,null,"70645/2015","Obec Číměř","Obec Číměř","3105-747033-00246450-1/1","RVS Sedlo",null,"změna 99038/2021","Jindřichův Hradec","Číměř","vodovod","Ing. Renáta Kněžínková",null,"KUCBAWZ0DTLR"]
["2015-09-21","2015-11-18","2015-12-09",null,null,"70645/2015","Obec Číměř","Obec Číměř","3105-747033-00246450-3/1","KS Sedlo",null,"změna 99038/2021","Jindřichův Hradec","Číměř","kanalizace","Ing. Renáta Kněžínková",null,"KUCBAWZ0DTLR"]
["2015-09-21","2015-11-18","2015-12-09",null,null,"70645/2015","Obec Číměř","Obec Číměř","3105-747033-00246450-4/1","ČOV Sedlo",null,"změna 99038/2021","Jindřichův Hradec","Číměř","kanalizace","Ing. Renáta Kněžínková",null,"KUCBAWZ0DTLR"]
["2015-09-21","2015-11-18","2015-12-09",null,null,"70645/2015","Obec Číměř","Obec Číměř","3105-623865-00246450-4/1","ČOV Číměř 12",null,"změna 99038/2021","Jindřichův Hradec","Číměř","kanalizace","Ing. Renáta Kněžínková",null,"KUCBAWZ0DTLR"]
["2021-09-08","2021-10-04","2021-11-02",null,null,"99038/2021","Obec Číměř","Obec Číměř","3105-705527-00246450-1/1","RVS Nová Ves",null,null,"Jindřichův Hradec","Číměř","vodovod","Ing. Renáta Kněžínková"]
["2004-01-28","2004-05-05","2004-05-27","2004-03-17",null,"9222/2004","obec Strašice","obec Strašice","3111-756211-00251828-3/1","KS Strašice",null,"změna 1284/2012, 37005/2020","Strakonice","Strašice","kanalizace","Petr Beran",null,"KUCBAWZ0DT1J"]
["2005-01-07","2005-01-27","2005-02-17",null,null,"2301/2005","obec Strašice","obec Strašice","3111-756211-00251828-2/1","ÚV Strašice",null,"změna 1284/2012, 37005/2020","Strakonice","Strašice","vodovod","Petr Beran",null,"KUCBAWZ0DTLR"]
["2005-01-07","2005-01-27","2005-02-17",null,null,"2301/2005","obec Strašice","obec Strašice","3111-756211-00251828-1/1","RVS Strašice",null,"změna 1284/2012, 37005/2020","Strakonice","Strašice","vodovod","Petr Beran",null,"KUCBAWZ0DTLR"]
["2020-03-10","2020-04-20","2020-05-08",null,null,"37005/2020","obec Strašice","obec Strašice","3111-756211-00251828-4/1","ČOV Strašice",null,null,"Strakonice","Strašice","kanalizace","Petr Beran"]
["2020-03-11","2020-04-20","2020-05-08",null,null,"37005/2021","obec Strašice","obec Strašice","3111-762717-00251828-3/1","KS Škůdra",null,null,"Strakonice","Strašice","kanalizace","Petr Beran"]
["2020-03-12","2020-04-20","2020-05-08",null,null,"37005/2022","obec Strašice","obec Strašice","3111-762717-00251828-4/1","ČOV Škůdra",null,null,"Strakonice","Strašice","kanalizace","Petr Beran"]
["2005-01-10","2005-02-03","2005-02-26",null,null,"2822/2005","VaK JČ a.s.","Obec Hoštice","3111-646164-00251232-2/1 ","Úpravna vody Hoštice",null,"zrušeno KUJCK 23664/2010",null,null,null,null,null,"KUCBAWZ0DTLR"]
["2005-01-10","2005-02-03","2005-02-26",null,null,"2822/2005","VaK JČ a.s.","Obec Hoštice","3111-646164-00251232-1/1 ","Svodné řady od vrtů H1, H2 na ÚV Hoštice",null,"zrušeno KUJCK 23664/2010",null,null,null,null,null,"KUCBAWZ0DTLR"]
["2005-01-10","2005-02-03","2005-02-26",null,null,"2822/2005","VaK JČ a.s.","Obec Hoštice","3111-646164-00251232-1/2 ","Rozvodná vodovodní síť Hoštice",null,"zrušeno KUJCK 23664/2010",null,null,null,null,null,"KUCBAWZ0DTLR"]
["2005-01-10","2005-02-03","2005-02-26",null,null,"2831/2005","VaK JČ a.s.","Obec Přechovice","3111-646181-00667781-2/1 ","Pram. Přechovice – Milejovice jím. zářezy Z1, Z2",null,"zrušeno 1086/2007 ",null,null,null,null,null,"KUCBAWZ0DTLR"]
["2005-01-10","2005-02-03","2005-02-26",null,null,"2831/2005","VaK JČ a.s.","Obec Přechovice","3111-646181-00667781-1/1 ","PŘ sběrná jímka pram. Přechovice – VDJ Přechovice","PŘ sběrná jímka pram. Přechovice – VDJ Přechovice","zrušeno 1086/2007 ",null,null,null,null,null,"KUCBAWZ0DTLR"]
["2005-01-10","2005-02-03","2005-02-26",null,null,"2831/2005","VaK JČ a.s.","Obec Přechovice","3111-646181-00667781-1/2 ","Rozvodná vodovodní síť Přechovice",null,"zrušeno 1086/2007 ",null,null,null,null,null,"KUCBAWZ0DTLR"]
["2005-01-10","2005-02-03","2005-02-26",null,null,"2834/2005","VaK JČ a.s.","Obec Dobev","3108-626881-00249629-1/1 ","PŘ z VSJČ do VDJ Dobev",null,"změna 112846/2017, zrušeno 112565/2021",null,null,null,null,null,"KUCBAWZ0DTLR"]
["2005-01-10","2005-02-03","2005-02-26",null,null,"2834/2005","VaK JČ a.s.","Obec Dobev","3108-626881-00249629-1/2 ","Rozvodná vodovodní síť Dobev",null,"změna 112846/2017, zrušeno 112565/2021",null,null,null,null,null,"KUCBAWZ0DTLR"]
["2011-07-21","2011-08-16","2011-09-02",null,null,"29386/2011","ČEVAK a.s.","Obec Dobev","3108-626902-00249629-1/1","RVS Oldřichov",null,"změna 112846/2017, zrušeno 112565/2021",null,null,null,null,null,"KUCBAWZ0DTLR"]
["2017-10-03","2017-10-19","2017-11-07",null,null,"112846/2017","ČEVAK a.s.","Obec Dobev","3108-626911-00249629-1/1","RVS Malé Nepodřice",null,"zrušeno 112565/2021",null,null,null,null,null,"KUCBAWZ0DTLR"]
["2021-10-12","2021-11-03","2021-11-23",null,null,"112565/2021","ČEVAK a.s.","Obec Dobev","3108-626881-00249629-1/1","Dobev, PŘ do VDJ Dobev",null,"zrušeno 103827/2024"]
["2021-10-12","2021-11-03","2021-11-23",null,null,"112565/2021","ČEVAK a.s.","Obec Dobev","3108-626881-00249629-1/2","Dobev - vodovodní síť",null,"zrušeno 103827/2024"]
["2021-10-12","2021-11-03","2021-11-23",null,null,"112565/2021","ČEVAK a.s.","Obec Dobev","3108-626902-00249629-1/1","Dobev - Oldřichov, Malé Nepodřice, Velké Nepodřice - vodovodní síť",null,"změna 103827/2024"]
["2021-10-12","2021-11-03","2021-11-23",null,null,"112565/2021","ČEVAK a.s.","Obec Dobev","3108-626902-00249629-3/1","Dobev - Oldřichov - stoková síť",null,"změna 103827/2024"]
["2024-08-28","2024-09-18","2024-10-04",null,null,"103827/2024","ČEVAK a.s.","Obec Dobev","3108-626881-00249629-1/1","Dobev - vodovodní síť"]
["2005-01-10","2005-02-03","2005-02-25",null,null,"2837/2005","ČEVAK a.s.","Obec Štěchovice","3111-763276-00667862-2/1","Pram. Štěchovice, Neutral. jímka s mram. drtí",null,"zrušeno 106726/2024",null,null,null,null,null,"KUCBAWZ0DTLR"]
["2005-01-10","2005-02-03","2005-02-25",null,null,"2837/2005","ČEVAK a.s.","Obec Štěchovice","3111-763276-00667862-1/1","Naték. řad z pram. Štěchovice do VDJ Štěchovice včetně VDJ",null,"zrušeno 106726/2024",null,null,null,null,null,"KUCBAWZ0DTLR"]
["2005-01-10","2005-02-03","2005-02-25",null,null,"2837/2005","ČEVAK a.s.","Obec Štěchovice","3111-763276-00667862-1/2","Rozvodná vodovodní síť Štěchovice",null,"zrušeno 106726/2024",null,null,null,null,null,"KUCBAWZ0DTLR"]
["2024-09-04","2024-10-16","2024-11-14",null,null,"106726/2024","ČEVAK a.s.","Obec Štěchovice","3111-763276-00667862-2/1","Štěchovice - prameniště - odkyselení"]
["2024-09-04","2024-10-16","2024-11-14",null,null,"106726/2024","ČEVAK a.s.","Obec Štěchovice","3111-763276-00667862-1/1","Štěchovice - vodovodní síť"]
["2005-01-10","2005-02-03","2005-02-24",null,null,"2857/2005","ČEVAK a.s.","Obec Vrábče","3102-785105-00581941-3/1","Stoková síť Vrábče",null,"změna 90058/2015",null,null,null,null,null,"KUCBAWZ0DTLR"]
["2005-01-10","2005-02-03","2005-02-24",null,null,"2857/2005","ČEVAK a.s.","Obec Vrábče","3102-785091-00581941-3/1","Stoková síť Slavče",null,"změna 90058/2015",null,null,null,null,null,"KUCBAWZ0DTLR"]
["2015-12-04","2015-12-22","2016-01-08",null,null,"90058/2015","ČEVAK a.s.","Obec Vrábče","3102-785105-00581941-3/2","Vrábče Zastávka - stoková síť na ČOV",null,null,null,null,null,null,null,"KUCBAWZ0DTLR"]
["2015-12-04","2015-12-22","2016-01-08",null,null,"90058/2015","ČEVAK a.s.","Obec Vrábče","3102-785105-00581941-4/1","Vrábče Zastávka - ČOV",null,null,null,null,null,null,null,"KUCBAWZ0DTLR"]
["2005-01-25","2005-02-03","2005-02-24",null,null,"2869/2005","Obec Rapšach","Obec Rapšach","3114-739375-00666521-3/1","KS1 - Rapšach",null,null,"Třeboň","Rapšach","kanalizace","Jaroslav Čurda",null,"KUCBAWZ0DTLR"]
["2005-01-25","2005-02-03","2005-02-24",null,null,"2869/2005","Obec Rapšach","Obec Rapšach","3114-739375-00666521-3/2","KS2 - Rapšach",null,null,"Třeboň","Rapšach","kanalizace","Jaroslav Čurda",null,"KUCBAWZ0DTLR"]
["2005-01-25","2005-02-03","2005-02-24",null,null,"2869/2005","Obec Rapšach","Obec Rapšach","3114-739375-00666521-3/3","KS3 - Rapšach",null,null,"Třeboň","Rapšach","kanalizace","Jaroslav Čurda",null,"KUCBAWZ0DTLR"]
["2005-01-25","2005-02-03","2005-02-24",null,null,"2869/2005","Obec Rapšach","Obec Rapšach","3114-739375-00666521-4/1","ČOV - Rapšach",null,null,"Třeboň","Rapšach","kanalizace","Jaroslav Čurda",null,"KUCBAWZ0DTLR"]
["2005-01-17","2005-02-03","2005-02-24",null,null,"2884/2005","Obec Buk","Obec Buk","3116-764167-00582981-1/1","RVS Buk",null,"změna 36443/2018","Vimperk","Buk","vodovod","Miroslav Matulka",null,"KUCBAWZ0DTLR"]
["2005-01-17","2005-02-03","2005-02-24",null,null,"2884/2005","Obec Buk","Obec Buk","3116-764167-00582981-2/1","ÚV Buk",null,"změna 36443/2018","Vimperk","Buk","vodovod","Miroslav Matulka",null,"KUCBAWZ0DTLR"]
["2005-01-17","2005-02-03","2005-02-24",null,null,"2884/2005","Obec Buk","Obec Buk","3116-764167-00582981-3/1","KS Buk",null,"změna 36443/2018","Vimperk","Buk","kanalizace","Miroslav Matulka",null,"KUCBAWZ0DTLR"]
["2005-01-17","2005-02-03","2005-02-24",null,null,"2884/2005","Obec Buk","Obec Buk","3116-764167-00582981-4/1","ČOV Buk",null,"změna 36443/2018","Vimperk","Buk","kanalizace","Miroslav Matulka",null,"KUCBAWZ0DTLR"]
["2005-01-20","2005-02-03","2005-02-24",null,null,"2886/2005","Obec Pluhův Žďár","Obec Pluhův Žďár","3105-661481-00247260-1/2","RVS Jižná + Mostečný",null,"změna rozhodnutí 6956/2008","Jindřichův Hradec","Pluhův Žďár","vodovod","Radim Beneš",null,"KUCBAWZ0DTLR"]
["2005-01-20","2005-02-03","2005-02-24",null,null,"2886/2005","Obec Pluhův Žďár","Obec Pluhův Žďár","3105-721956-00247260-1/1","RVS Pluhův Žďár",null,"změna rozhodnutí 6956/2008","Jindřichův Hradec","Pluhův Žďár","vodovod","Radim Beneš",null,"KUCBAWZ0DTLR"]
["2005-01-20","2005-02-03","2005-02-24",null,null,"2886/2005","Obec Pluhův Žďár","Obec Pluhův Žďár","3105-721956-00247260-3/1","Kanalizace Pluhův Žďár",null,"změna rozhodnutí 6956/2008","Jindřichův Hradec","Pluhův Žďár","kanalizace","Radim Beneš",null,"KUCBAWZ0DTLR"]
["2005-01-20","2005-02-03","2005-02-24",null,null,"2886/2005","Obec Pluhův Žďár","Obec Pluhův Žďár","3105-661481-00247260-3/1","Kanalizace Jižná",null,"změna rozhodnutí 6956/2008","Jindřichův Hradec","Pluhův Žďár","kanalizace","Radim Beneš",null,"KUCBAWZ0DTLR"]
["2005-01-20","2005-02-03","2005-02-24",null,null,"2886/2005","Obec Pluhův Žďár","Obec Pluhův Žďár","3105-666092-00247260-3/1","Kanalizace Klenov",null,"změna rozhodnutí 6956/2008","Jindřichův Hradec","Pluhův Žďár","kanalizace","Radim Beneš",null,"KUCBAWZ0DTLR"]
["2008-03-06","2008-03-31","2008-04-22",null,null,"6956/2008","Obec Pluhův Žďár","Obec Pluhův Žďár","3105-721956-00247260-1/2","Pluhův Žďár studny - VDJ, PŘSV",null,null,"Jindřichův Hradec","Pluhův Žďár","vodovod","Radim Beneš",null,"KUCBAWZ0DTLR"]
["2008-03-06","2008-03-31","2008-04-22",null,null,"6956/2008","Obec Pluhův Žďár","Obec Pluhův Žďár","3105-721948-00247260-1/1","Mostečný studny -VDJ, PŘSV",null,null,"Jindřichův Hradec","Pluhův Žďár","vodovod","Radim Beneš",null,"KUCBAWZ0DTLR"]
["2008-03-06","2008-03-31","2008-04-22",null,null,"6956/2008","Obec Pluhův Žďár","Obec Pluhův Žďár","3105-666092-00247260-1/2","Klenov studny- VDJ, PŘSV",null,null,"Jindřichův Hradec","Pluhův Žďár","vodovod","Radim Beneš",null,"KUCBAWZ0DTLR"]
["2008-03-06","2008-03-31","2008-04-22",null,null,"6956/2008","Obec Pluhův Žďár","Obec Pluhův Žďár","3105-721956-00247260-2/1 ","Pluhův Žďár- vodojem",null,null,"Jindřichův Hradec","Pluhův Žďár","vodovod","Radim Beneš",null,"KUCBAWZ0DTLR"]
["2008-03-06","2008-03-31","2008-04-22",null,null,"6956/2008","Obec Pluhův Žďár","Obec Pluhův Žďár","3105-721948-00247260-2/1","Mostečný - vodojem",null,null,"Jindřichův Hradec","Pluhův Žďár","vodovod","Radim Beneš",null,"KUCBAWZ0DTLR"]
["2008-03-06","2008-03-31","2008-04-22",null,null,"6956/2008","Obec Pluhův Žďár","Obec Pluhův Žďár","3105-666092-00247260-2/1","Klenov- vodojem",null,null,"Jindřichův Hradec","Pluhův Žďár","vodovod","Radim Beneš",null,"KUCBAWZ0DTLR"]
["2008-03-06","2008-03-31","2008-04-22",null,null,"6956/2008","Obec Pluhův Žďár","Obec Pluhův Žďár","3105-666092-00247260-1/1","Klenov - RVS",null,null,"Jindřichův Hradec","Pluhův Žďár","vodovod","Radim Beneš",null,"KUCBAWZ0DTLR"]
["2005-02-03","2005-02-28","2005-03-19",null,null,"4741/2005","Obec Chroboly","Obec Chroboly","3109-654159-00250465-1/1","Vodovod Leptač",null,"nahrazeno rpzhodnutím 36696/2009","Prachatice","Chroboly","vodovod","Josef Hušek",null,"KUCBAWZ0DTLR"]
["2005-02-04","2005-02-28","2005-03-19",null,null,"4743/2005","Obec Jankov","Obec Jankov","3102-656763-00245020-1/4","RVS Holašovice",null,"změna 131368/2021, zrušeno 31217/2023","České Budějovice","Jankov","vodovod","Ing. Radek Mára",null,"KUCBAWZ0DTLR"]
["2005-02-04","2005-02-28","2005-03-19",null,null,"4743/2005","Obec Jankov","Obec Jankov","3102-656763-00245020-1/3","PŘ VDJ obec Holašovice",null,"změna 131368/2021, zrušeno 31217/2023","České Budějovice","Jankov","vodovod","Ing. Radek Mára",null,"KUCBAWZ0DTLR"]
["2005-02-04","2005-02-28","2005-03-19",null,null,"4743/2005","Obec Jankov","Obec Jankov","3102-656763-00245020-1/2","Odkalení - VDJ Holašovice",null,"změna 131368/2021, zrušeno 31217/2023","České Budějovice","Jankov","vodovod","Ing. Radek Mára",null,"KUCBAWZ0DTLR"]
["2005-02-04","2005-02-28","2005-03-19",null,null,"4743/2005","Obec Jankov","Obec Jankov","3102-656763-00245020-1/1","PŘ sběrné studny - VDJ",null,"změna 131368/2021, zrušeno 31217/2023","České Budějovice","Jankov","vodovod","Ing. Radek Mára",null,"KUCBAWZ0DTLR"]
["2005-02-04","2005-02-28","2005-03-19",null,null,"4743/2005","Obec Jankov","Obec Jankov","3102-656763-00245020-2/1","Pramenní jímky (13) a sběrné studny (2) Holašovice",null,"změna 131368/2021, zrušeno 31217/2023","České Budějovice","Jankov","vodovod","Ing. Radek Mára",null,"KUCBAWZ0DTLR"]
["2021-11-25","2021-12-16","2022-01-10",null,null,"131368/2021","Obec Jankov","Obec Jankov","3102-656780-00245020-3/1","Jankov - stoková síť",null,"zrušeno 31217/2023","České Budějovice","Jankov","kanalizace","Ing. Radek Mára"]
["2021-11-25","2021-12-16","2022-01-10",null,null,"131368/2021","Obec Jankov","Obec Jankov","3102-656780-00245020-4/1","Jankov - ČOV",null,"zrušeno 31217/2023","České Budějovice","Jankov","kanalizace","Ing. Radek Mára"]
["2021-11-25","2021-12-16","2022-01-10",null,null,"131368/2021","Obec Jankov","Obec Jankov","3102-656763-00245020-3/1","Jankov - Holašovice - stoková síť",null,"zrušeno 31217/2023","České Budějovice","Jankov","kanalizace","Ing. Radek Mára"]
["2021-11-25","2021-12-16","2022-01-10",null,null,"131368/2021","Obec Jankov","Obec Jankov","3102-656763-00245020-4/1","Jankov - Holašovice - ČOV",null,"zrušeno 31217/2023","České Budějovice","Jankov","kanalizace","Ing. Radek Mára"]
["2023-03-06","2023-03-23","2023-04-12",null,null,"31217/2023","Obec Jankov","Obec Jankov","3102-656763-00245020-1/2","Jankov - Holašovice - vodovodní síť",null,null,"České Budějovice","Jankov","vodovod","Ing. Radek Mára"]
["2023-03-06","2023-03-23","2023-04-12",null,null,"31217/2023","Obec Jankov","Obec Jankov","3102-656763-00245020-1/1","Jankov - Holašovice přív. řad: prameniště, vrt - VDJ Holašovice",null,null,"České Budějovice","Jankov","vodovod","Ing. Radek Mára"]
["2023-03-06","2023-03-23","2023-04-12",null,null,"31217/2023","Obec Jankov","Obec Jankov","3102-656763-00245020-2/1","Jankov - Holašovice - prameniště, vrt",null,null,"České Budějovice","Jankov","vodovod","Ing. Radek Mára"]
["2005-02-16","2005-03-04","2005-03-25",null,null,"5291/2005","ČEVAK a.s.","Obec Hlavatce","3102-746681-00581313-1/1","Rozvodný vodovodní řad Hlavatce",null,null,null,null,null,null,null,"KUCBAWZ0DTLR"]
["2005-02-16","2005-03-04","2005-03-25",null,null,"5294/2005","ČEVAK a.s.","Obec Předmíř","3101-734349-00228699-2/1 ","Úpravna vody Předmíř",null,"zrušeno 103806/2024",null,null,null,null,null,"KUCBAWZ0DTLR"]
["2005-02-16","2005-03-04","2005-03-25",null,null,"5294/2005","ČEVAK a.s.","Obec Předmíř","3101-734349-00228699-1/1 ","Svodné řady od vrtů P3, P4, P5 na ÚV Předmíř",null,"zrušeno 103806/2024",null,null,null,null,null,"KUCBAWZ0DTLR"]
["2005-02-16","2005-03-04","2005-03-25",null,null,"5294/2005","ČEVAK a.s.","Obec Předmíř","3101-734349-00228699-1/2 ","Přívodní řad  ÚV Předmíř – VDJ Předmíř",null,"zrušeno 103806/2024",null,null,null,null,null,"KUCBAWZ0DTLR"]
["2005-02-16","2005-03-04","2005-03-25",null,null,"5294/2005","ČEVAK a.s.","Obec Předmíř","3101-734349-00228699-1/3 ","Rozvodná vodovodní síť Předmíř - Zámlyní",null,"zrušeno 103806/2024",null,null,null,null,null,"KUCBAWZ0DTLR"]
["2005-02-16","2005-03-04","2005-03-25",null,null,"5294/2005","ČEVAK a.s.","Obec Předmíř","3101-693537-00228699-1/1 ","RVS Metly - místní část",null,"zrušeno 103806/2024",null,null,null,null,null,"KUCBAWZ0DTLR"]
["2024-08-28","2024-09-19","2024-10-08",null,null,"103806/2024","ČEVAK a.s.","Obec Předmíř","3101-734349-00228699-1/1 ","Předmíř - přív. řady: vrty P3, P4, P5 - ÚV Předmíř",null,null,"Blatná","Předmíř","vodovod","Ing. Martin Kalač"]
["2024-08-28","2024-09-19","2024-10-08",null,null,"103806/2024","ČEVAK a.s.","Obec Předmíř","3101-734349-00228699-1/2 ","Předmíř, Metly, Zámlyní - vodovodní síť",null,null,"Blatná","Předmíř","vodovod","Ing. Martin Kalač"]
["2024-08-28","2024-09-19","2024-10-08",null,null,"103806/2024","ČEVAK a.s.","Obec Předmíř","3101-734349-00228699-2/1 ","Předmíř - ÚV",null,null,"Blatná","Předmíř","vodovod","Ing. Martin Kalač"]
["2005-02-16","2005-03-04","2005-03-25",null,null,"5300/2005","ČEVAK a.s.","Obec Vidov","3102-741621-00581917-1/1","Rozvodná vodovodní síť Vidov",null,"změna rozhodnutím 17872/2005 ze dne 1.7.2005",null,null,null,null,null,"KUCBAWZ0DTNH"]
["2005-02-16","2005-03-04","2005-03-25",null,null,"5300/2005","ČEVAK a.s.","Obec Vidov","3102-741621-00581917-4/1","ČOV Vidov",null,"změna rozhodnutím 17872/2005 ze dne 1.7.2005",null,null,null,null,null,"KUCBAWZ0DTNH"]
["2005-02-16","2005-03-04","2005-03-25",null,null,"5302/2005","VaK JČ a.s.","Obec Plav","3102-721549-00581861-1/1","Přívodní řad z VŠ ba Li 100 - Obec Plav",null,"zrušeno 38495/2013",null,null,null,null,null,"KUCBAWZ0DTNH"]
["2005-02-16","2005-03-04","2005-03-25",null,null,"5302/2005","VaK JČ a.s.","Obec Plav","3102-721549-00581861-1/2","Rozvodný vodovodní řad Plav",null,"zrušeno 38495/2013",null,null,null,null,null,"KUCBAWZ0DTNH"]
["2013-07-04","2013-08-05","2013-08-27",null,null,"38495/2013","ČEVAK a.s.","Obec Plav","3102-721549-00581861-1/1","Rozvodný vodovodní řad Plav",null,"změna 80113/2020",null,null,null,null,null,"KUCBAWZ0DTNH"]
["2020-06-25","2020-08-03","2020-08-20",null,null,"80113/2020","ČEVAK a.s.","Obec Plav","3102-721549-00581861-3/1","Plav - stoková síť"]
["2020-06-25","2020-08-03","2020-08-20",null,null,"80113/2020","ČEVAK a.s.","Obec Plav","3102-721549-00581861-4/1","Plav - ČOV"]
["2020-06-25","2020-08-03","2020-08-20",null,null,"80113/2020","ČEVAK a.s.","Obec Plav","3102-721549-00581861-3/2","Plav, ZTV U vysílače Včelná - stoková síť"]
["2020-06-25","2020-08-03","2020-08-20",null,null,"80113/2020","ČEVAK a.s.","Obec Plav","3102-721549-00581861-1/2","Plav, ZTV U vysílače Včelná - vodovodní síť"]
["2005-02-16","2005-03-04","2005-03-25",null,null,"5307/2005","VaK JČ a.s.","Město Dačice","3104-624403-00246476-4/1","ČOV Dačice",null," zrušeno 73683/2022",null,null,null,null,null,"KUCBAWZ0DTNH"]
["2022-06-10","2022-07-07","2022-07-23",null,null,"73683/2022","ČEVAK a.s.","Město Dačice","3104-691411-00246476-1/1    ","Dačice - M.Pěčín, přív.řad: studny – VDJ",null,"změna 13762/2024","Dačice","Dačice","vodovod","Ing. Martin Kalač"]
["2022-06-10","2022-07-07","2022-07-23",null,null,"73683/2022","ČEVAK a.s.","Město Dačice","3104-629855-00246476-1/1    ","Dačice - Hostkovice - vodovodní síť",null,"změna 13762/2024","Dačice","Dačice","vodovod","Ing. Martin Kalač"]
["2022-06-10","2022-07-07","2022-07-23",null,null,"73683/2022","ČEVAK a.s.","Město Dačice","3104-691411-00246476-1/2    ","Dačice - Malý Pěčín - vodovodní síť",null,"změna 13762/2024","Dačice","Dačice","vodovod","Ing. Martin Kalač"]
["2022-06-10","2022-07-07","2022-07-23",null,null,"73683/2022","ČEVAK a.s.","Město Dačice","3104-629847-00246476-1/1    ","Dačice - Dolní Němčice - vodovodní síť",null,"změna 13762/2024","Dačice","Dačice","vodovod","Ing. Martin Kalač"]
["2022-06-10","2022-07-07","2022-07-23",null,null,"73683/2022","ČEVAK a.s.","Město Dačice","3104-629855-00246476-1/2    ","Dačice - přívodní řad: Hostkovice - VDJ Lipolec",null,"změna 13762/2024","Dačice","Dačice","vodovod","Ing. Martin Kalač"]
["2022-06-10","2022-07-07","2022-07-23",null,null,"73683/2022","ČEVAK a.s.","Město Dačice","3104-684325-00246476-1/2   ","Dačice - Lipolec - vodovodní síť (město)",null,"změna 13762/2024","Dačice","Dačice","vodovod","Ing. Martin Kalač"]
["2022-06-10","2022-07-07","2022-07-23",null,null,"73683/2022","ČEVAK a.s.","Město Dačice","3104-779695-00246476-1/1    ","Dačice - V.Pěčín, přív.řad: studny – VDJ",null,"změna 13762/2024","Dačice","Dačice","vodovod","Ing. Martin Kalač"]
["2022-06-10","2022-07-07","2022-07-23",null,null,"73683/2022","ČEVAK a.s.","Město Dačice","3104-779695-00246476-1/2    ","Dačice - Velký Pěčín - vodovodní síť",null,"změna 13762/2024","Dačice","Dačice","vodovod","Ing. Martin Kalač"]
["2022-06-10","2022-07-07","2022-07-23",null,null,"73683/2022","ČEVAK a.s.","Město Dačice","3104-651788-00246476-1/1    ","Dačice - Chlumec - vodovodní síť                ",null,"změna 13762/2024","Dačice","Dačice","vodovod","Ing. Martin Kalač"]
["2022-06-10","2022-07-07","2022-07-23",null,null,"73683/2022","ČEVAK a.s.","Město Dačice","3104-651788-00246476-1/2    ","Dačice - přívodní řad: Hradišťko - VDJ Chlumec  ",null,"změna 13762/2024","Dačice","Dačice","vodovod","Ing. Martin Kalač"]
["2022-06-10","2022-07-07","2022-07-23",null,null,"73683/2022","ČEVAK a.s.","Město Dačice","3104-624403-00246476-1/1    ","Dačice,Toužín,Borek,Bílkov - vodovodní síť (město)     ",null,"změna 13762/2024","Dačice","Dačice","vodovod","Ing. Martin Kalač"]
["2022-06-10","2022-07-07","2022-07-23",null,null,"73683/2022","ČEVAK a.s.","Město Dačice","3104-779695-00246476-2/1    ","Dačice - Velký Pěčín - zdroje",null,"změna 13762/2024","Dačice","Dačice","vodovod","Ing. Martin Kalač"]
["2022-06-10","2022-07-07","2022-07-23",null,null,"73683/2022","ČEVAK a.s.","Město Dačice","3104-691411-00246476-2/1    ","Dačice - Malý Pěčín – OS",null,"zrušeno 13762/2024","Dačice","Dačice","vodovod","Ing. Martin Kalač"]
["2022-06-10","2022-07-07","2022-07-23",null,null,"73683/2022","ČEVAK a.s.","Město Dačice","3104-624403-00246476-3/1   ","Dačice - pobřežní sběrač Dyje – přiváděcí stoka",null,"změna 13762/2024","Dačice","Dačice","kanalizace","Ing. Martin Kalač"]
["2022-06-10","2022-07-07","2022-07-23",null,null,"73683/2022","ČEVAK a.s.","Město Dačice","3104-624403-00246476-3/2   ","Dačice, Toužín, Borek, Bílkov - stoková síť",null,"změna 13762/2024","Dačice","Dačice","kanalizace","Ing. Martin Kalač"]
["2022-06-10","2022-07-07","2022-07-23",null,null,"73683/2022","ČEVAK a.s.","Město Dačice","3104-651788-00246476-3/1   ","Dačice - Chlumec - stoková síť do VKV",null,"změna 13762/2024","Dačice","Dačice","kanalizace","Ing. Martin Kalač"]
["2022-06-10","2022-07-07","2022-07-23",null,null,"73683/2022","ČEVAK a.s.","Město Dačice","3104-691411-00246476-3/1    ","Dačice - Malý Pěčín - stoková síť",null,"změna 13762/2024","Dačice","Dačice","kanalizace","Ing. Martin Kalač"]
["2022-06-10","2022-07-07","2022-07-23",null,null,"73683/2022","ČEVAK a.s.","Město Dačice","3104-651770-00246476-3/1   ","Dačice - Hradišťko - stoková síť do VKV",null,"změna 13762/2024","Dačice","Dačice","kanalizace","Ing. Martin Kalač"]
["2022-06-10","2022-07-07","2022-07-23",null,null,"73683/2022","ČEVAK a.s.","Město Dačice","3104-779695-00246476-3/1   ","Dačice - Velký Pěčín - stoková síť do VKV",null,"změna 13762/2024","Dačice","Dačice","kanalizace","Ing. Martin Kalač"]
["2022-06-10","2022-07-07","2022-07-23",null,null,"73683/2022","ČEVAK a.s.","Město Dačice","3104-629847-00246476-3/1   ","Dačice - Dolní Němčice - stoková síť",null,"změna 13762/2024","Dačice","Dačice","kanalizace","Ing. Martin Kalač"]
["2022-06-10","2022-07-07","2022-07-23",null,null,"73683/2022","ČEVAK a.s.","Město Dačice","3104-629855-00246476-3/1   ","Dačice - Hostkovice - stoková síť do VKV",null,"změna 13762/2024","Dačice","Dačice","kanalizace","Ing. Martin Kalač"]
["2022-06-10","2022-07-07","2022-07-23",null,null,"73683/2022","ČEVAK a.s.","Město Dačice","3104-684325-00246476-3/1   ","Dačice - Lipolec - stoková síť do VKV",null,"změna 13762/2024","Dačice","Dačice","kanalizace","Ing. Martin Kalač"]
["2022-06-10","2022-07-07","2022-07-23",null,null,"73683/2022","ČEVAK a.s.","Město Dačice","3104-670561-00246476-3/1   ","Dačice - Prostřední Vydří - stoková síť do VKV",null,"změna 13762/2024","Dačice","Dačice","kanalizace","Ing. Martin Kalač"]
["2022-06-10","2022-07-07","2022-07-23",null,null,"73683/2022","ČEVAK a.s.","Město Dačice","3104-624403-00246476-4/1   ","Dačice, ČOV",null,"změna 13762/2024","Dačice","Dačice","kanalizace","Ing. Martin Kalač"]
["2022-06-10","2022-07-12","2022-07-28",null,null,"73683/2022","ČEVAK a.s.","Město Dačice","3104-629847-00246476-4/1  ","Dolní Němčice, ČOV",null,"změna 13762/2024","Dačice","Dačice","kanalizace","Ing. Martin Kalač"]
["2024-01-25","2024-02-14","2024-03-05",null,null,"13762/2024","ČEVAK a.s.","Město Dačice","3104-651770-00246476-1/1","Dačice-Hradišťko-vodovodní síť",null,null,"Dačice","Dačice","vodovod","Ing. Martin Kalač"]
["2005-02-16","2005-03-04","2005-03-25",null,null,"5308/2005","ČEVAK a.s.","Obec Žabovřesky","3102-794163-00245747-4/1","ČOV Žabovřesky",null,null,null,null,null,null,null,"KUCBAWZ0DTNH"]
["2005-02-16","2005-03-04","2005-03-25",null,null,"5308/2005","ČEVAK a.s.","Obec Žabovřesky","3102-794163-00245747-3/1","stoková síť Žabovřesky",null,null,null,null,null,null,null,"KUCBAWZ0DTNH"]
["2005-02-16","2005-03-21","2005-04-07",null,null,"5309/2005","ČEVAK a.s.","Obec Bujanov","3106-615706-00245810-2/1","ÚV Bujanov",null,null,null,null,null,null,null,"KUCBAWZ0DTNH"]
["2005-02-16","2005-03-21","2005-04-07",null,null,"5309/2005","ČEVAK a.s.","Obec Bujanov","3106-615706-00245810-1/1","PŘ-vrty HV1-HV5-VDJ Bujanov",null,null,null,null,null,null,null,"KUCBAWZ0DTNH"]
["2005-02-16","2005-03-21","2005-04-07",null,null,"5309/2005","ČEVAK a.s.","Obec Bujanov","3106-615706-00245810-1/2","RVS Bujanov",null,null,null,null,null,null,null,"KUCBAWZ0DTNH"]
["2005-02-16","2005-03-21","2005-04-07",null,null,"5309/2005","ČEVAK a.s.","Obec Bujanov","3106-615714-00245810-2/1","Zdroj-vrt HV1 Skoronice",null,null,null,null,null,null,null,"KUCBAWZ0DTNH"]
["2005-02-16","2005-03-21","2005-04-07",null,null,"5309/2005","ČEVAK a.s.","Obec Bujanov","3106-615714-00245810-1/1","PŘ - zdroj -VDJ Skoronice",null,null,null,null,null,null,null,"KUCBAWZ0DTNH"]
["2005-02-16","2005-03-21","2005-04-07",null,null,"5309/2005","ČEVAK a.s.","Obec Bujanov","3106-615714-00245810-1/2","RVS Skoronice",null,null,null,null,null,null,null,"KUCBAWZ0DTNH"]
["2005-02-16","2005-03-21","2005-04-07",null,null,"5309/2005","ČEVAK a.s.","Obec Bujanov","3106-615706-00245810-4/1","ČOV Bujanov",null,null,null,null,null,null,null,"KUCBAWZ0DTNH"]
["2005-02-16","2005-03-21","2005-04-07",null,null,"5309/2005","ČEVAK a.s.","Obec Bujanov","3106-615706-00245810-3/1","SS Bujanov",null,null,null,null,null,null,null,"KUCBAWZ0DTNH"]
["2005-02-16","2005-03-21","2005-04-07",null,null,"5309/2005","ČEVAK a.s.","Obec Bujanov","3106-615714-00245810-4/1","ČOV Skoronice",null,null,null,null,null,null,null,"KUCBAWZ0DTNH"]
["2005-02-16","2005-03-21","2005-04-07",null,null,"5309/2005","ČEVAK a.s.","Obec Bujanov","3106-615714-00245810-3/1","SS Skoronice",null,null,null,null,null,null,null,"KUCBAWZ0DTNH"]
["2005-02-24","2005-03-14","2005-04-02",null,null,"5879/2005","Vodárenské sdružení Bechyňsko","Obec Sudoměřice u Bechyně","3112-758825-00252964-3/1","SS Bechyňská Smoleč",null,"změna 129222/2021","Tábor","Sudoměřice u Bechyně","kanalizace","Ing. Zdenka Sosnová",null,"KUCBAWZ0DTNH"]
["2005-02-24","2005-03-14","2005-04-02",null,null,"5879/2005","Vodárenské sdružení Bechyňsko","Obec Sudoměřice u Bechyně","3112-758876-00252964-3/1","SS Sudoměřice u Bechyně",null,"změna 129222/2021","Tábor","Sudoměřice u Bechyně","kanalizace","Ing. Zdenka Sosnová",null,"KUCBAWZ0DTNH"]
["2005-02-28","2005-07-22","2005-08-11",null,null,"5908/2005","Obec Brloh","Obec Brloh","3103-609846-00245801-2/1","VDJ Manka",null,"změna 8976/2012","Český Krumlov","Brloh","vodovod","Michal Valenta",null,"KUCBAWZ0DTNH"]
["2005-02-28","2005-07-22","2005-08-11",null,null,"5908/2005","Obec Brloh","Obec Brloh","3103-609846-00245801-2/2","VDJ U Ondřeje",null,"změna 8976/2012","Český Krumlov","Brloh","vodovod","Michal Valenta",null,"KUCBAWZ0DTNH"]
["2005-02-28","2005-08-02","2005-08-19",null,null,"5931/2005","Obec Brloh","Zemědělské družstvo Brloh","3103-740624-00109916-2/1","VDJ Rojšín",null,"změna 8986/2012","Český Krumlov","Brloh","vodovod","Michal Valenta",null,"KUCBAWZ0DTNH"]
["2005-03-02","2005-03-17","2005-04-06",null,null,"6272/2005","Obec Chyšky","Obec Chyšky","3107-655635-00249718-3/1","KS Chyšky",null,"změna 20248/2025","Milevsko","Chyšky","kanalizace","Ing. Jiří Janovský",null,"KUCBAWZ0DTNH"]
["2005-03-02","2005-03-17","2005-04-06",null,null,"6272/2005","Obec Chyšky","Obec Chyšky","3107-655635-00249718-3/2","KS Nová Ves",null,"změna 20248/2025","Milevsko","Chyšky","kanalizace","Ing. Jiří Janovský",null,"KUCBAWZ0DTNH"]
["2005-03-02","2005-03-17","2005-04-06",null,null,"6272/2005","Obec Chyšky","Obec Chyšky","3107-704831-00249718-3/1","KS Květuš",null,"změna 20248/2025","Milevsko","Chyšky","kanalizace","Ing. Jiří Janovský",null,"KUCBAWZ0DTNH"]
["2005-03-02","2005-03-17","2005-04-06",null,null,"6272/2005","Obec Chyšky","Obec Chyšky","3107-739791-00249718-3/1","KS Ratiboř",null,"změna 20248/2025","Milevsko","Chyšky","kanalizace","Ing. Jiří Janovský",null,"KUCBAWZ0DTNH"]
["2005-03-17","2005-03-29","2005-04-15",null,null,"6650/2005","ČEVAK a.s.","Obec Doubravice","3111-631248-00251101-1/1","RVS Doubravice",null,null,null,null,null,null,null,"KUCBAWZ0DTNH"]
["2005-03-17","2005-03-29","2005-04-15",null,null,"6672/2005","ČEVAK a.s.","Obec Slapy, obec Radimovice u Želče","3112-737917-00667161-1/1","PŘ RVS Tábor -VDJ Slapy (včetně VDJ)",null,null,null,null,null,null,null,"KUCBAWZ0DTNH"]
["2005-03-17","2005-03-29","2005-04-15",null,null,"6674/2005","ČEVAK a.s.","Obec Slapy","3112-737917-00667161-1/2","PŘ VDJ Slapy - RVS Slapy",null,"zrušeno 123669/2025",null,null,null,null,null,"KUCBAWZ0DTNH"]
["2005-03-17","2005-03-29","2005-04-15",null,null,"6674/2005","ČEVAK a.s.","Obec Slapy","3112-737917-00667161-1/3","RVS Slapy",null,"zrušeno 123669/2025",null,null,null,null,null,"KUCBAWZ0DTNH"]
["2025-11-04","2025-12-04","2025-12-20",null,null,"123669/2025","ČEVAK a.s.","Obec Slapy","3112-737917-00667161-1/2","Slapy - - vodovodní síť"]
["2005-03-17","2005-03-29","2005-04-15",null,null,"6675/2005","ČEVAK a.s.","Obec Radimovice u Želče","3112-737909-00252751-1/1","PŘ VDJ Slapy - RVS Radimovice u Želče",null,"zrušeno 123667/2025",null,null,null,null,null,"KUCBAWZ0DTNH"]
["2005-03-17","2005-03-29","2005-04-15",null,null,"6675/2005","ČEVAK a.s.","Obec Radimovice u Želče","3112-737909-00252751-1/2","RVS Radimovice u Želče",null,"zrušeno 123667/2025",null,null,null,null,null,"KUCBAWZ0DTNH"]
["2025-11-04","2025-12-04","2025-12-20",null,null,"123667/2025","ČEVAK a.s.","Obec Radimovice u Želče","3112-737909-00252751-1/1","Radimovice u Želče - vodovodní síť"]
["2005-03-17","2005-03-29","2005-04-15",null,null,"6676/2005","VaK JČ a.s.","Obec Dříteň","3102-789089-00244830-2/1","ÚV a vrt Strachovice",null,"zrušeno 56087/2017",null,null,null,null,null,"KUCBAWZ0DTNH"]
["2005-03-17","2005-03-29","2005-04-15",null,null,"6676/2005","VaK JČ a.s.","Obec Dříteň","3102-789089-00244830-1/5","RVS Strachovice",null,"zrušeno 56087/2017",null,null,null,null,null,"KUCBAWZ0DTNH"]
["2005-03-17","2005-03-29","2005-04-15",null,null,"6676/2005","VaK JČ a.s.","Obec Dříteň","3102-789089-00244830-1/4","Odpad z vodojemu Strachovice",null,"zrušeno 56087/2017",null,null,null,null,null,"KUCBAWZ0DTNH"]
["2005-03-17","2005-03-29","2005-04-15",null,null,"6685/2005","ČEVAK a.s.","Obec Litvínovice","3102-686204-00245194-1/1","Rozvodná vodovodní síť Litvínovice",null,null,null,null,null,null,null,"KUCBAWZ0DTNH"]
["2005-03-17","2005-03-29","2005-04-15",null,null,"6685/2005","ČEVAK a.s.","Obec Litvínovice","3102-686204-00245194-1/2","Rozvodná vodovodní síť Mokré ",null,null,null,null,null,null,null,"KUCBAWZ0DTNH"]
["2005-03-17","2005-03-29","2005-04-15",null,null,"6685/2005","ČEVAK a.s.","Obec Litvínovice","3102-686204-00245194-1/3","Rozvodná vodovodní síť Šindlovy dvory ",null,null,null,null,null,null,null,"KUCBAWZ0DTNH"]
["2005-03-17","2005-03-29","2005-04-15",null,null,"6686/2005","VaK JČ a.s.","Město Velešín","3106-777854-00246174-1/2","Rozvodný vodovodní řad Velešín",null,"zrušeno 20760/2011",null,null,null,null,null,"KUCBAWZ0DTNH"]
["2005-03-17","2005-03-29","2005-04-15",null,null,"6686/2005","VaK JČ a.s.","Město Velešín","3106-777854-00246174-1/1","Rozvodný vodovodní řad Velešín - nádraží",null,"zrušeno 20760/2011",null,null,null,null,null,"KUCBAWZ0DTNH"]
["2005-03-17","2005-03-29","2005-04-15",null,null,"6686/2005","VaK JČ a.s.","Město Velešín","3106-777854-00246174-3/2","Výtlačný řad-ČS Velešín nádraží- Město Velešín",null,"zrušeno 20760/2011",null,null,null,null,null,"KUCBAWZ0DTNH"]
["2005-03-17","2005-03-29","2005-04-15",null,null,"6686/2005","VaK JČ a.s.","Město Velešín","3106-777854-00246174-3/3","Stoková síť Velešín-nádraží",null,"zrušeno 20760/2011",null,null,null,null,null,"KUCBAWZ0DTNH"]
["2005-03-17","2005-03-29","2005-04-15",null,null,"6686/2005","ČEVAK a.s.","Město Velešín","3106-777854-00246174-4/1","Čistírna odpadních vod Velešín",null,"změna 41895/2021",null,null,null,null,null,"KUCBAWZ0DTNH"]
["2005-03-17","2005-03-29","2005-04-15",null,null,"6686/2005","ČEVAK a.s.","Město Velešín","3106-793698-00246174-3/1","Výtl.řad-ČS ČOV Velešín – Stabil.nádrž Šindelář",null,"změna 41895/2021",null,null,null,null,null,"KUCBAWZ0DTNH"]
["2005-03-17","2005-03-29","2005-04-15",null,null,"6686/2005","ČEVAK a.s.","Město Velešín","3106-777854-00246174-3/1","Stoková síť Velešín",null,"změna 41895/2021",null,null,null,null,null,"KUCBAWZ0DTNH"]
["2011-05-27","2011-06-16","2011-07-05",null,null,"20760/2011","ČEVAK a.s.","Město Velešín","3106-777854-00246174-1/1","RVS - město Velešín",null,"změna 41895/2021",null,null,null,null,null,"KUCBAWZ0DTNH"]
["2021-04-13","2021-04-14","2021-04-20",null,null,"41895/2021","ČEVAK a.s.","Město Velešín","3106-777820-00246174-3/1","Velešín – Holkov – stoková síť"]
["2021-04-13","2021-04-14","2021-04-20",null,null,"41895/2021","ČEVAK a.s.","Město Velešín","3106-777820-00246174-4/1","Velešín – Holkov – ČOV"]
["2021-04-13","2021-04-14","2021-04-20",null,null,"41895/2021","ČEVAK a.s.","Město Velešín","3106-777820-00246174-1/1","Velešín – Holkov – vodovodní síť"]
["2005-03-17","2005-03-29","2005-04-15",null,null,"6687/2005","ČEVAK a.s.","Obec Šebířov","3112-762211-00253006-1/1","výtlačné řady od jímacích vrtů do ÚV Šebířov",null,"zrušeno 118429/2025",null,null,null,null,null,"KUCBAWZ0DTOC"]
["2005-03-17","2005-03-29","2005-04-15",null,null,"6687/2005","ČEVAK a.s.","Obec Šebířov","3112-762211-00253006-1/2","PŘ z ÚV Šebířov do VDJ Šebířov",null,"zrušeno 118429/2025",null,null,null,null,null,"KUCBAWZ0DTOC"]
["2005-03-17","2005-03-29","2005-04-15",null,null,"6687/2005","ČEVAK a.s.","Obec Šebířov","3112-762211-00253006-1/3","PŘ RVS Šebířov - RVS Skrýšov",null,"zrušeno 118429/2025",null,null,null,null,null,"KUCBAWZ0DTOC"]
["2005-03-17","2005-03-29","2005-04-15",null,null,"6687/2005","ČEVAK a.s.","Obec Šebířov","3112-762211-00253006-1/4","RVS Šebířov",null,"zrušeno 118429/2025",null,null,null,null,null,"KUCBAWZ0DTOC"]
["2005-03-17","2005-03-29","2005-04-15",null,null,"6687/2005","ČEVAK a.s.","Obec Šebířov","3112-762211-00253006-1/5","RVS Skrýšov",null,"zrušeno 118429/2025",null,null,null,null,null,"KUCBAWZ0DTOC"]
["2005-03-17","2005-03-29","2005-04-15",null,null,"6687/2005","ČEVAK a.s.","Obec Šebířov","3112-762211-00253006-2/1","ÚV Šebířov",null,"změna 118429/2025",null,null,null,null,null,"KUCBAWZ0DTOC"]
["2025-10-17","2025-11-28","2025-12-17",null,null,"118429/2025","ČEVAK a.s.","Obec Šebířov","3112-762211-00253006-1/1","Šebířov - přív.řady: vrty - ÚV Šebířov"]
["2025-10-17","2025-11-28","2025-12-17",null,null,"118429/2025","ČEVAK a.s.","Obec Šebířov","3112-762211-00253006-1/2","Šebířov - přív.řad: ÚV Šebířov - VDJ Šebířov"]
["2025-10-17","2025-11-28","2025-12-17",null,null,"118429/2025","ČEVAK a.s.","Obec Šebířov","3112-762211-00253006-1/3","Šebířov, Skrýšov - vodovodní síť"]
["2005-03-17","2005-03-29","2005-04-15",null,null,"6691/2005","ČEVAK a.s.","Obec Písečné","3104-720721-00247227-1/1","Písečné vrty - VDJ Písečné, PŘSV",null,null,null,null,null,null,null,"KUCBAWZ0DTOC"]
["2005-03-17","2005-03-29","2005-04-15",null,null,"6691/2005","ČEVAK a.s.","Obec Písečné","3104-720721-00247227-1/2","Písečné, RVS",null,null,null,null,null,null,null,"KUCBAWZ0DTOC"]
["2005-03-17","2005-03-29","2005-04-15",null,null,"6691/2005","ČEVAK a.s.","Obec Písečné","3104-720721-00247227-2/1","Písečné, zdroje s úpravou",null,null,null,null,null,null,null,"KUCBAWZ0DTOC"]
["2005-03-17","2005-03-29","2005-04-15",null,null,"6691/2005","ČEVAK a.s.","Obec Písečné","3104-720721-00247227-3/1","Písečné, kanalizace",null,null,null,null,null,null,null,"KUCBAWZ0DTOC"]
["2005-03-17","2005-03-29","2005-04-15",null,null,"6691/2005","ČEVAK a.s.","Obec Písečné","3104-720721-00247227-4/1","Písečné, ČOV",null,null,null,null,null,null,null,"KUCBAWZ0DTOC"]
["2005-02-24","2005-04-01","2005-04-21","2005-03-14",null,"5897/2005","Obec Mlýny","Obec Mlýny","3112-697389-00252565-1/1","Vodovodní řad Mlýny",null,"Změna 142891/2019","Tábor","Mlýny","vodovod","Petr Beran","podzemní","KUCBAWZ0DTOC"]
["2005-02-24","2005-04-01","2005-04-21","2005-03-14",null,"5897/2005","Obec Mlýny","Obec Mlýny","3112-697389-00252565-3/1","Kanalizace Mlýny",null,"Změna 142891/2019","Tábor","Mlýny","kanalizace","Petr Beran",null,"KUCBAWZ0DTOC"]
["2005-02-24","2005-04-01","2005-04-21","2005-03-14",null,"5897/2005","Obec Mlýny","Obec Mlýny","3112-653594-00252565-2/1","zdroj (studna) Mlýny",null,"Změna 142891/2019","Tábor","Mlýny","vodovod","Petr Beran",null,"KUCBAWZ0DTOC"]
["2010-03-31","2010-04-20","2010-05-07",null,null,"10389/2010","Obec Mlýny","Obec Mlýny","3112-697389-00252565-1/1","Mlýny, PŘ od studny do RVS )včetně VDJ)",null,"Změna 142891/2019","Tábor","Mlýny","vodovod","Petr Beran",null,"KUCBAWZ0DTOC"]
["2010-03-31","2010-04-20","2010-05-07",null,null,"10389/2010","Obec Mlýny","Obec Mlýny","3112-697389-00252565-1/2","Mlýny, RVS",null,"Změna 142891/2019","Tábor","Mlýny","vodovod","Petr Beran",null,"KUCBAWZ0DTOC"]
["2010-03-31","2010-04-20","2010-05-07",null,null,"10389/2010","Obec Mlýny","Obec Mlýny","3112-697389-00252565-4/1","Mlýny, ČOV",null,"Změna 142891/2019","Tábor","Mlýny","kanalizace","Petr Beran",null,"KUCBAWZ0DTOC"]
["2005-03-16","2005-04-18","2005-05-06","2005-04-01",null,"6321/2005","Městské služby Vimperk, s.r.o.","Město Vimperk","3116-782084-00250805-1/1","PŘ - areál býv. Kasáren \"U Sloupu\"",null,null,"Vimperk","Vimperk","vodovod","Jaromír Tomšovic",null,"KUCBAWZ0DTOC"]
["2005-03-16","2005-04-18","2005-05-06","2005-04-01",null,"6321/2005","Městské služby Vimperk, s.r.o.","Město Vimperk","3116-782084-00250805-1/2","RVS - areál býv. Kasáren \"U Sloupu\"",null,null,"Vimperk","Vimperk","vodovod","Jaromír Tomšovic",null,"KUCBAWZ0DTOC"]
["2005-03-16","2005-04-18","2005-05-06","2005-04-01",null,"6321/2005","Městské služby Vimperk, s.r.o.","Město Vimperk","3116-782084-00250805-2/1","ÚV - areál býv. Kasáren \"U Sloupu\"",null,null,"Vimperk","Vimperk","vodovod","Jaromír Tomšovic",null,"KUCBAWZ0DTOC"]
["2005-03-16","2005-04-18","2005-05-06","2005-04-01",null,"6321/2005","Městské služby Vimperk, s.r.o.","Město Vimperk","3116-782084-00250805-3/1","KS - areál býv. Kasáren \"U Sloupu\"",null,null,"Vimperk","Vimperk","kanalizace","Jaromír Tomšovic",null,"KUCBAWZ0DTOC"]
["2005-03-16","2005-04-18","2005-05-06","2005-04-01",null,"6321/2005","Městské služby Vimperk, s.r.o.","Město Vimperk","3116-782084-00250805-4/1","ČOV - areál býv. Kasáren \"U Sloupu\"",null,null,"Vimperk","Vimperk","kanalizace","Jaromír Tomšovic",null,"KUCBAWZ0DTOC"]
["2005-04-15","2005-04-20","2005-05-12",null,null,"9549/2005","Obec Chlumec","Obec Chlumec","3103-790796-00665673-3/1","kanalizace obec Chlumec",null,null,"Český Krumlov","Chlumec","kanalizace","Ing. Jan Mojžíš",null,"KUCBAWZ0DTOC"]
["2005-04-15","2005-04-20","2005-05-12",null,null,"9549/2005","Obec Chlumec","Obec Chlumec","3103-790796-00665673-1/1","vodovod obec Chlumec",null,null,"Český Krumlov","Chlumec","vodovod","Ing. Jan Mojžíš",null,"KUCBAWZ0DTOC"]
["2005-04-15","2005-04-20","2005-05-12",null,null,"9549/2005","Obec Chlumec","Obec Chlumec","3103-790796-00665673-2/1","studna obec Chlumec",null,null,"Český Krumlov","Chlumec","vodovod","Ing. Jan Mojžíš","podzemní","KUCBAWZ0DTOC"]
["2005-03-17","2005-03-29","2005-04-15",null,null,"6668/2005","ČEVAK a.s.","Obec Doubravice, obec Mečichov, obec Hlupín","3111-631264-00251101-1/1","svodné řady od S1,S2, HJ1, HJ2,HV5 doÚV Nahošín",null,null,null,null,null,null,null,"KUCBAWZ0DTOC"]
["2005-03-17","2005-03-29","2005-04-15",null,null,"6668/2005","ČEVAK a.s.","Obec Doubravice, obec Mečichov, obec Hlupín","3111-692409-00251101-1/1","PŘ ÚV Nahošín - VDJ Nahošín",null,null,null,null,null,null,null,"KUCBAWZ0DTOC"]
["2005-03-17","2005-03-29","2005-04-15",null,null,"6668/2005","ČEVAK a.s.","Obec Doubravice, obec Mečichov, obec Hlupín","3111-631264-00251101-2/1","ÚV Nahošín",null,null,null,null,null,null,null,"KUCBAWZ0DTOC"]
["2005-04-20","2005-05-31","2005-06-23",null,null,"9969/2005","Obec Pístina","Obec Pístina","3105-720992-00666947-3/1","KS Pístina",null,"zrušeno 30159/2011","Jindřichův Hradec","Pístina","kanalizace","Zdeněk Polanský",null,"KUCBAWZ0DTOC"]
["2005-04-25","2005-04-28","2005-05-18",null,null,"10352/2005","Obec Číměř","Obec Číměř","3105-623865-00246450-4/1","ČOV Číměř 12",null,"změna 70645/2015","Jindřichův Hradec","Číměř","kanalizace","Ing. Renáta Kněžínková",null,"KUCBAWZ0DTOC"]
["2005-04-28","2005-05-09","2005-05-27",null,null,"11429/2005","VaK JČ a.s.","Jihočeský vodárenský svaz","3101-746894-49021117-1/1","PŘ ČS Drhovle-VDJ Sedlice",null,"zrušeno 16751/2013",null,null,null,null,null,"KUCBAWZ0DTOC"]
["2005-04-28","2005-05-09","2005-05-27",null,null,"11429/2005","VaK JČ a.s.","Jihočeský vodárenský svaz","3101-603457-49021117-1/1","PŘ VDJ Sedlice – VDJ Dubina",null,"zrušeno 16751/2013",null,null,null,null,null,"KUCBAWZ0DTOC"]
["2005-04-28","2005-05-09","2005-05-27",null,null,"11429/2005","VaK JČ a.s.","Jihočeský vodárenský svaz","3108-632414-49021117-1/2","Zás.řad F3 ČS Drhovle – před. místo pro Drhovli",null,"zrušeno 16751/2013",null,null,null,null,null,"KUCBAWZ0DTOC"]
["2005-04-28","2005-05-09","2005-05-27",null,null,"11429/2005","VaK JČ a.s.","Jihočeský vodárenský svaz","3108-632414-49021117-1/1","PŘ RO Vítkov – ČS Drhovle",null,"zrušeno 16751/2013",null,null,null,null,null,"KUCBAWZ0DTOC"]
["2005-04-28","2005-05-09","2005-05-27",null,null,"11429/2005","VaK JČ a.s.","Jihočeský vodárenský svaz","3110-793361-49021117-1/1","PŘ RŠ Veselí – RŠ VDJ Zlukov",null,"zrušeno 16751/2013",null,null,null,null,null,"KUCBAWZ0DTOC"]
["2005-04-28","2005-05-09","2005-05-27",null,null,"11429/2005","VaK JČ a.s.","Jihočeský vodárenský svaz","3112-619086-49021117-1/2","PŘ RŠ VDJ Zlukov – VDJ Čekanice II",null,"zrušeno 16751/2013",null,null,null,null,null,"KUCBAWZ0DTOC"]
["2005-04-28","2005-05-09","2005-05-27",null,null,"11427/2005","VaK JČ a.s.","Obec Dolní Dvořiště","3106-628972-00245844-2/1","ÚV Dolní Dvořiště (s ČS včetně vrtů)",null,"zrušeno 146078/2017",null,null,null,null,null,"KUCBAWZ0DTOC"]
["2005-04-28","2005-05-09","2005-05-27",null,null,"11427/2005","VaK JČ a.s.","Obec Dolní Dvořiště","3106-744212-00245844-2/1","Objekt odkysel.zaříz. u VDJ Rychnov nad Malší",null,"zrušeno 146078/2017",null,null,null,null,null,"KUCBAWZ0DTOC"]
["2005-04-28","2005-05-09","2005-05-27",null,null,"11427/2005","VaK JČ a.s.","Obec Dolní Dvořiště","3106-628972-00245844-1/1","PŘ z jímání řeky Malše- ÚV Dolní Dvořiště",null,"zrušeno 146078/2017",null,null,null,null,null,"KUCBAWZ0DTOC"]
["2005-04-28","2005-05-09","2005-05-27",null,null,"11427/2005","VaK JČ a.s.","Obec Dolní Dvořiště","3106-628972-00245844-1/2","PŘ od vrtů HV-7A,8A  k ÚV Dolní Dvořiště",null,"zrušeno 146078/2017",null,null,null,null,null,"KUCBAWZ0DTOC"]
["2005-04-28","2005-05-09","2005-05-27",null,null,"11427/2005","VaK JČ a.s.","Obec Dolní Dvořiště","3106-628972-00245844-1/3","PŘ od HV3,HV4,HV6 k ÚV Dolní Dvořiště",null,"zrušeno 146078/2017",null,null,null,null,null,"KUCBAWZ0DTOC"]
["2005-04-28","2005-05-09","2005-05-27",null,null,"11427/2005","VaK JČ a.s.","Obec Dolní Dvořiště","3106-628972-00245844-1/4","ÚV Dolní Dvořiště – VDJ Dolní Dvořiště",null,"zrušeno 146078/2017",null,null,null,null,null,"KUCBAWZ0DTOC"]
["2005-04-28","2005-05-09","2005-05-27",null,null,"11427/2005","VaK JČ a.s.","Obec Dolní Dvořiště","3106-628972-00245844-1/5","Rozvodná vodovodní síť Dolní Dvořiště",null,"zrušeno 146078/2017",null,null,null,null,null,"KUCBAWZ0DTOC"]
["2005-04-28","2005-05-09","2005-05-27",null,null,"11427/2005","VaK JČ a.s.","Obec Dolní Dvořiště","3106-744212-00245844-1/1","PŘ od vrtu HV1 do AŠ RVS Rychnov n./ Malší",null,"zrušeno 146078/2017",null,null,null,null,null,"KUCBAWZ0DTOC"]
["2005-04-28","2005-05-09","2005-05-27",null,null,"11427/2005","VaK JČ a.s.","Obec Dolní Dvořiště","3106-744212-00245844-1/2","PŘ od 2 studní přes odkysel. Obj. do VDJ Rychnov n.Malší",null,"zrušeno 146078/2017",null,null,null,null,null,"KUCBAWZ0DTOC"]
["2005-04-28","2005-05-09","2005-05-27",null,null,"11427/2005","VaK JČ a.s.","Obec Dolní Dvořiště","3106-744212-00245844-1/3","VŠ Dolní Dvořiště-VDJ Rychnov nad Malší",null,"zrušeno 146078/2017",null,null,null,null,null,"KUCBAWZ0DTOC"]
["2005-04-28","2005-05-09","2005-05-27",null,null,"11427/2005","VaK JČ a.s.","Obec Dolní Dvořiště","3106-744212-00245844-1/4","Rozvodná vodovodní síť Rychnov nad Malší",null,"zrušeno 146078/2017",null,null,null,null,null,"KUCBAWZ0DTOC"]
["2005-04-28","2005-05-09","2005-05-27",null,null,"11427/2005","VaK JČ a.s.","Obec Dolní Dvořiště","3106-629006-00245844-1/1","VDJ Dolní Dvořiště – VDJ Trojany",null,"zrušeno 146078/2017",null,null,null,null,null,"KUCBAWZ0DTOC"]
["2005-04-28","2005-05-09","2005-05-27",null,null,"11427/2005","VaK JČ a.s.","Obec Dolní Dvořiště","3106-629014-00245844-1/1","VDJ Trojany-VŠ farmy Zemav Rybník",null,"zrušeno 146078/2017",null,null,null,null,null,"KUCBAWZ0DTOC"]
["2005-04-28","2005-05-09","2005-05-27",null,null,"11427/2005","VaK JČ a.s.","Obec Dolní Dvořiště","3106-629014-00245844-1/2","Rozvodná vodovodní síť Trojany (část)-Rybník (část)",null,"zrušeno 146078/2017",null,null,null,null,null,"KUCBAWZ0DTOC"]
["2005-04-28","2005-05-09","2005-05-27",null,null,"11427/2005","VaK JČ a.s.","Obec Dolní Dvořiště",null,null,null,"zrušeno 146078/2017",null,null,null,null,null,"KUCBAWZ0DTOC"]
["2005-04-28","2005-05-09","2005-05-27",null,null,"11427/2005","VaK JČ a.s.","Obec Dolní Dvořiště","3106-744212-00245844-4/1","Čistírna odpadních vod Rychnov nad Malší",null,"zrušeno 146078/2017",null,null,null,null,null,"KUCBAWZ0DTOC"]
["2005-04-28","2005-05-09","2005-05-27",null,null,"11427/2005","VaK JČ a.s.","Obec Dolní Dvořiště","3106-628972-00245844-3/1","Stoková síť Dolní Dvořiště",null,"zrušeno 146078/2017",null,null,null,null,null,"KUCBAWZ0DTOC"]
["2005-04-28","2005-05-09","2005-05-27",null,null,"11427/2005","VaK JČ a.s.","Obec Dolní Dvořiště","3106-744212-00245844-3/1","Stoková síť Rychnov nad Malší",null,"zrušeno 146078/2017",null,null,null,null,null,"KUCBAWZ0DTOC"]
["2010-01-22","2010-02-16","2010-03-04",null,null,"1828/2010","VaK JČ a.s.","Obec Dolní Dvořiště","3106-628972-00245844-4/1","ČOV Dolní Dvořiště",null,"zrušeno 146078/2017",null,null,null,null,null,"KUCBAWZ0DTOC"]
["2010-03-26","2010-04-20","2010-05-06",null,null,"10031/2010","VaK JČ a.s.","Obec Dolní Dvořiště","3106-744221-00245844-1/1","Tichá, vrty HJ1 a HJ2 – ČS,PŘSV",null,"zrušeno 146078/2017",null,null,null,null,null,"KUCBAWZ0DTOC"]
["2010-03-26","2010-04-20","2010-05-06",null,null,"10031/2010","VaK JČ a.s.","Obec Dolní Dvořiště","3106-744221-00245844-1/2","Tichá, studna S1 – ČS, PŘSV",null,"zrušeno 146078/2017",null,null,null,null,null,"KUCBAWZ0DTOC"]
["2010-03-26","2010-04-20","2010-05-06",null,null,"10031/2010","VaK JČ a.s.","Obec Dolní Dvořiště","3106-744221-00245844-1/3","Tichá, RVS",null,"zrušeno 146078/2017",null,null,null,null,null,"KUCBAWZ0DTOC"]
["2010-03-26","2010-04-20","2010-05-06",null,null,"10031/2010","VaK JČ a.s.","Obec Dolní Dvořiště","3106-744221-00245844-2/1","Tichá, vrty HJ1, HJ2 a studna S1“",null,"zrušeno 146078/2017",null,null,null,null,null,"KUCBAWZ0DTOC"]
["2017-12-14","2018-01-03","2018-01-19",null,null,"146078/2017","ČEVAK a.s.","Obec Dolní Dvořiště","3106-628972-00245844-1/1","Dolní Dvořiště – přívodní řady: zdroje – ÚV D. Dvořiště",null,null,null,null,null,null,null,"KUCBAWZ0DTOC"]
["2017-12-14","2018-01-03","2018-01-19",null,null,"146078/2017","ČEVAK a.s.","Obec Dolní Dvořiště","3106-628972-00245844-1/2","Dolní Dvořiště, Rychnov nad Malší, Trojany, Rybník- vodovodní síť",null,null,null,null,null,null,null,"KUCBAWZ0DTOC"]
["2017-12-14","2018-01-03","2018-01-19",null,null,"146078/2017","ČEVAK a.s.","Obec Dolní Dvořiště","3106-744212-00245844-1/1","Dolní Dvořiště-Rychnov nad Malší – přívodní řad: studna – VDJ Rychnov nad Malší",null,null,null,null,null,null,null,"KUCBAWZ0DTOC"]
["2017-12-14","2018-01-03","2018-01-19",null,null,"146078/2017","ČEVAK a.s.","Obec Dolní Dvořiště","3106-744221-00245844-1/1","Dolní Dvořiště – Tichá- přívodní řady: zdroje – ČSV Tichá",null,null,null,null,null,null,null,"KUCBAWZ0DTOC"]
["2017-12-14","2018-01-03","2018-01-19",null,null,"146078/2017","ČEVAK a.s.","Obec Dolní Dvořiště","3106-744221-00245844-1/2","Dolní Dvořiště- Tichá – vodovodní síť ",null,null,null,null,null,null,null,"KUCBAWZ0DTOC"]
["2017-12-14","2018-01-03","2018-01-19",null,null,"146078/2017","ČEVAK a.s.","Obec Dolní Dvořiště","3106-628972-00245844-2/1","Dolní Dvořiště – ÚV",null,null,null,null,null,null,null,"KUCBAWZ0DTOC"]
["2017-12-14","2018-01-03","2018-01-19",null,null,"146078/2017","ČEVAK a.s.","Obec Dolní Dvořiště","3106-744212-00245844-2/1","Dolní Dvořiště – Rychnov nad Malší – odkyselení",null,null,null,null,null,null,null,"KUCBAWZ0DTOC"]
["2017-12-14","2018-01-03","2018-01-19",null,null,"146078/2017","ČEVAK a.s.","Obec Dolní Dvořiště","3106-744221-00245844-2/1","Dolní Dvořiště – Tichá – zdroje",null,null,null,null,null,null,null,"KUCBAWZ0DTOC"]
["2017-12-14","2018-01-03","2018-01-19",null,null,"146078/2017","ČEVAK a.s.","Obec Dolní Dvořiště","3106-628972-00245844-3/1","Dolní Dvořiště – stoková síť",null,null,null,null,null,null,null,"KUCBAWZ0DTOC"]
["2017-12-14","2018-01-03","2018-01-19",null,null,"146078/2017","ČEVAK a.s.","Obec Dolní Dvořiště","3106-744212-00245844-3/1","Dolní Dvořiště – Rychnov nad Malší – stoková síť",null,null,null,null,null,null,null,"KUCBAWZ0DTOC"]
["2017-12-14","2018-01-03","2018-01-19",null,null,"146078/2017","ČEVAK a.s.","Obec Dolní Dvořiště","3106-628972-00245844-4/1","Dolní Dvořiště – ČOV",null,null,null,null,null,null,null,"KUCBAWZ0DTOC"]
["2017-12-14","2018-01-03","2018-01-19",null,null,"146078/2017","ČEVAK a.s.","Obec Dolní Dvořiště","3106-744212-00245844-4/1","Dolní Dvořiště – Rychnov nad Malší - ČOV",null,null,null,null,null,null,null,"KUCBAWZ0DTOC"]
["2005-04-28","2005-05-09","2005-05-27",null,null,"11425/2005","ČEVAK a.s.","Město Velešín","3106-777846-00246174-1/1","Rozvodná vodovodní síť Skřidla",null,"změna 91876/2018",null,null,null,null,null,"KUCBAWZ0DTOC"]
["2005-04-28","2005-05-09","2005-05-27",null,null,"11425/2005","ČEVAK a.s.","Město Velešín","3106-777838-00246174-4/1","Čistírna odpadních vod Chodeč",null,"změna 91876/2018",null,null,null,null,null,"KUCBAWZ0DTOC"]
["2005-04-28","2005-05-09","2005-05-27",null,null,"11425/2005","ČEVAK a.s.","Město Velešín","3106-777838-00246174-3/1","Stoková síť Chodeč",null,"změna 91876/2018",null,null,null,null,null,"KUCBAWZ0DTOC"]
["2018-07-10","2018-07-31","2018-08-16",null,null,"91876/2018","ČEVAK a.s.","Město Velešín","3106-777838-00246174-1/1","Velešín - Chodeč - vodovodní síť",null,null,null,null,null,null,null,"KUCBAWZ0DTOC"]
["2005-04-28","2005-05-09","2005-05-27",null,null,"11424/2005","ČEVAK a.s.","Obec Myslkovice","3110-700690-00667048-1/1","PŘ V-S-T-M  K  VDJ Myslkovice",null,"zrušeno 97386/2025",null,null,null,null,null,"KUCBAWZ0DTOC"]
["2005-04-28","2005-05-09","2005-05-27",null,null,"11424/2005","ČEVAK a.s.","Obec Myslkovice","3110-700690-00667048-1/2","PŘ VDJ Myslkovice – RVS Myslkovice",null,"zrušeno 97386/2025",null,null,null,null,null,"KUCBAWZ0DTOC"]
["2005-04-28","2005-05-09","2005-05-27",null,null,"11424/2005","ČEVAK a.s.","Obec Myslkovice","3110-700690-00667048-1/3","RVS Myslkovice",null,"zrušeno 97386/2025",null,null,null,null,null,"KUCBAWZ0DTOC"]
["2025-08-21","2025-09-19","2025-10-08",null,null,"97386/2025","ČEVAK a.s.","Obec Myslkovice","3110-700690-00667048-1/1","Myslkovice - přív.řad: VSJČ - VDJ Myslkovice"]
["2025-08-21","2025-09-19","2025-10-08",null,null,"97386/2025","ČEVAK a.s.","Obec Myslkovice","3110-700690-00667048-1/2","Myslkovice - vodovodní síť"]
["2005-05-03","2005-05-09","2005-05-28",null,null,"11443/2005","Obec Vlčeves","Obec Vlčeves","3112-783641-00667251-1/1","Přívodní řad od V1 a V2 do VDJ (včetně vodojemu)",null,"změna 143857/2019","Tábor","Vlčeves","vodovod","Josef Vavřinec",null,"KUCBAWZ0DTOC"]
["2005-05-03","2005-05-09","2005-05-28",null,null,"11443/2005","Obec Vlčeves","Obec Vlčeves","3112-783641-00667251-1/2","přívodní řad VDJ Vlčeves - RVS Vlčeves",null,"změna 143857/2019","Tábor","Vlčeves","vodovod","Josef Vavřinec",null,"KUCBAWZ0DTOC"]
["2005-05-03","2005-05-09","2005-05-28",null,null,"11443/2005","Obec Vlčeves","Obec Vlčeves","3112-783641-00667251-1/3","RVS Vlčeves",null,"změna 143857/2019","Tábor","Vlčeves","vodovod","Josef Vavřinec",null,"KUCBAWZ0DTOC"]
["2005-05-03","2005-05-09","2005-05-28",null,null,"11443/2005","Obec Vlčeves","Obec Vlčeves","3112-783641-00667251-3/1","Stoková síť Vlčeves",null,"změna 143857/2019","Tábor","Vlčeves","kanalizace","Josef Vavřinec",null,"KUCBAWZ0DTOC"]
["2005-05-03","2005-05-20","2005-06-08",null,null,"11450/2005","ČEVAK a.s.","Obec Lužnice","3114-689459-00477311-1/1","Lužnice - vodovodní síť",null,null,null,null,null,null,null,"KUCBAWZ0DTOC"]
["2005-05-03","2005-05-20","2005-06-08",null,null,"11450/2005","ČEVAK a.s.","Obec Lužnice","3114-689459-00477311-2/1","Lužnice -ÚV",null,null,null,null,null,null,null,"KUCBAWZ0DTOC"]
["2005-05-03","2005-05-20","2005-06-08",null,null,"11450/2005","ČEVAK a.s.","Obec Lužnice","3114-689459-00477311-3/1","Lužnice- stoková síť",null,null,null,null,null,null,null,"KUCBAWZ0DTOC"]
["2005-05-03","2005-05-20","2005-06-08",null,null,"11450/2005","ČEVAK a.s.","Obec Lužnice","3114-689459-00477311-4/1","ČOV Lužnice",null,null,null,null,null,null,null,"KUCBAWZ0DTOC"]
["2005-05-11","2005-05-16","2005-06-03",null,null,"12307/2005","Jihočeský chovatel, a.s.","Jihočeský chovatel, a.s.","3102-641588-46678531-1/1","RVS Dvůr Koroseky",null,null,"České Budějovice","Homole","vodovod","Ing. František Hanus",null,"KUCBAWZ0DTOC"]
["2005-05-11","2005-05-16","2005-06-03",null,null,"12307/2005","Jihočeský chovatel, a.s.","Jihočeský chovatel, a.s.","3102-641588-46678531-1/2","PŘ-VŠ-VDJ Koroseky",null,null,"České Budějovice","Homole","vodovod","Ing. František Hanus",null,"KUCBAWZ0DTOC"]
["2005-06-16","2005-07-01","2005-07-26",null,null,"17891/2005","VaK JČ a.s.","Jihočeský vodárenský svaz","3102-741621-49021117-4/1","ČOV Vidov",null,"zrušeno rozhodnutím 8700/2011",null,null,null,null,null,"KUCBAWZ0DTOC"]
["2005-06-16","2005-07-01","2005-07-26",null,null,"17898/2005","ČEVAK a.s.","Obec Tučapy","3110-77120100253049-3/1","SS Tučapy",null,"změna 123700/2025",null,null,null,null,null,"KUCBAWZ0DTP7"]
["2005-06-16","2005-07-01","2005-07-26",null,null,"17898/2005","ČEVAK a.s.","Obec Tučapy","3110-771201-00253049-2/2","Vrty ZD, ZD-2 Tučapy (včetně ČS )",null,"zrušeno 123700/2025",null,null,null,null,null,"KUCBAWZ0DTP7"]
["2005-06-16","2005-07-01","2005-07-26",null,null,"17898/2005","ČEVAK a.s.","Obec Tučapy","3110-771201-00253049-2/1","Studna u ČS Tučapy (včetně ČS )",null,"změna 123700/2025",null,null,null,null,null,"KUCBAWZ0DTP7"]
["2005-06-16","2005-07-01","2005-07-26",null,null,"17898/2005","ČEVAK a.s.","Obec Tučapy","3110-771180-00253049-2/1","Jímka s odkys.filtrem prameniště Brandlín( Tučapy ), včetně jímacích zářezů ",null,"zrušeno 123700/2025",null,null,null,null,null,"KUCBAWZ0DTP7"]
["2005-06-16","2005-07-01","2005-07-26",null,null,"17898/2005","ČEVAK a.s.","Obec Tučapy","3110-771228-00253049-1/1","PŘ sběrná jímka Brandlín – VDJ Tučapy ( včetně VDJ )",null,"zrušeno 123700/2025",null,null,null,null,null,"KUCBAWZ0DTP7"]
["2005-06-16","2005-07-01","2005-07-26",null,null,"17898/2005","ČEVAK a.s.","Obec Tučapy","3110-771228-00253049-1/2","PŘ VDJ Tučapy – RVS Tučapy",null,"zrušeno 123700/2025",null,null,null,null,null,"KUCBAWZ0DTP7"]
["2005-06-16","2005-07-01","2005-07-26",null,null,"17898/2005","ČEVAK a.s.","Obec Tučapy","3110-771228-00253049-1/3","PŘ  z AŠ vrtů ZD, ZD 2 – RVS Tučapy",null,"zrušeno 123700/2025",null,null,null,null,null,"KUCBAWZ0DTP7"]
["2005-06-16","2005-07-01","2005-07-26",null,null,"17898/2005","ČEVAK a.s.","Obec Tučapy","3110-771201-00253049-1/1","RVS Tučapy",null,"změna 123700/2025",null,null,null,null,null,"KUCBAWZ0DTP7"]
["2025-11-04","2025-12-05","2025-12-23",null,null,"123700/2025","ČEVAK a.s.","Obec Tučapy","3110-771180-00253049-2/1","Tučapy - sběrná jímka a odkys. filtr"]
["2025-11-04","2025-12-05","2025-12-23",null,null,"123700/2025","ČEVAK a.s.","Obec Tučapy","3110-771201-00253049-2/2","Tučapy - vrty ZD, ZD-2"]
["2025-11-04","2025-12-05","2025-12-23",null,null,"123700/2025","ČEVAK a.s.","Obec Tučapy","3110-771228-00253049-1/1","Tučapy - přív.řad: sběrná jímka - VDJ Tučapy"]
["2005-06-16","2005-07-01","2005-07-26",null,null,"17904/2005","ČEVAK a.s.","Obec Adamov","3102-600032-00581160-1/1","RVS Adamov",null,null,null,null,null,null,null,"KUCBAWZ0DTP7"]
["2005-06-10","2005-07-01","2005-07-27",null,null,"17909/2005","Česká unie sportu, z.s.","Česká unie sportu, z.s.","3116-753386-00469548-4/1","ČOV Zadov",null,"změna 14831/2019","Vimperk","Stachy","kanalizace","Petr Hudler",null,"KUCBAWZ0DTP7"]
["2005-06-10","2005-07-01","2005-07-27",null,null,"17909/2005","Česká unie sportu, z.s.","Česká unie sportu, z.s.","3116-753386-00469548-3/1","KS Zadov",null,"změna 14831/2019","Vimperk","Stachy","kanalizace","Petr Hudler",null,"KUCBAWZ0DTP7"]
["2005-01-18","2005-07-01","2005-07-27","2005-02-04",null,"32681-4/2005","Obec Mačkov","Obec Mačkov","3101-689734-00667684-2/1","Vrt Mačkov",null,"změna 147166/2020","Blatná","Mačkov","vodovod","Karel Křišťan",null,"KUCBAWZ0DTP7"]
["2005-01-18","2005-07-01","2005-07-27","2005-02-04",null,"32681-4/2005","Obec Mačkov","Obec Mačkov","3101-689734-00667684-3/1","Kanalizace Mačkov",null,"změna 147166/2020","Blatná","Mačkov","kanalizace","Karel Křišťan",null,"KUCBAWZ0DTP7"]
["2020-12-07","2021-01-11","2021-02-05",null,null,"147166/2020","Obec Mačkov","Obec Mačkov","3101-689734-00667684-1/1","Vodovod Mačkov",null,null,"Blatná","Mačkov","vodovod","Karel Křišťan"]
["2005-06-29","2005-07-01","2005-07-27",null,null,"18002/2005","Obec Nová Ves u Chýnova","Obec Nová Ves u Chýnova","3112-705870-00252603-2/1","Studna Záhostice",null,"změna 25312/2021","Tábor","Nová Ves u Chýnova","vodovod","Ing. Václav Fučík",null,"KUCBAWZ0DTP7"]
["2005-06-29","2005-07-01","2005-07-27",null,null,"18002/2005","Obec Nová Ves u Chýnova","Obec Nová Ves u Chýnova","3112-705870-00252603-1/1","Přívodní řad studna Záhostice - VDJ N.Ves u Chýnova, vč.VDJ",null,"změna 25312/2021","Tábor","Nová Ves u Chýnova","vodovod","Ing. Václav Fučík",null,"KUCBAWZ0DTP7"]
["2005-06-29","2005-07-01","2005-07-27",null,null,"18002/2005","Obec Nová Ves u Chýnova","Obec Nová Ves u Chýnova","3112-705870-00252603-1/2","Přívodní řad VDJ N. Ves u Chýnova - RVS N. Ves u Chýnova",null,"změna 25312/2021","Tábor","Nová Ves u Chýnova","vodovod","Ing. Václav Fučík",null,"KUCBAWZ0DTP7"]
["2005-06-29","2005-07-01","2005-07-27",null,null,"18002/2005","Obec Nová Ves u Chýnova","Obec Nová Ves u Chýnova","3112-705870-00252603-1/3","RVS Nová Ves u Chýnova",null,"změna 25312/2021","Tábor","Nová Ves u Chýnova","vodovod","Ing. Václav Fučík",null,"KUCBAWZ0DTP7"]
["2005-06-29","2005-07-01","2005-07-27",null,null,"18002/2005","Obec Nová Ves u Chýnova","Obec Nová Ves u Chýnova","3112-705870-00252603-3/1","Stoková síť Nová Ves u Chýnova",null,"změna 25312/2021","Tábor","Nová Ves u Chýnova","kanalizace","Ing. Václav Fučík",null,"KUCBAWZ0DTP7"]
["2005-06-29","2005-07-01","2005-07-27",null,null,"18002/2005","Obec Nová Ves u Chýnova","Obec Nová Ves u Chýnova","3112-705870-00252603-4/1","ČOV Nová Ves u Chýnova",null,"změna 25312/2021","Tábor","Nová Ves u Chýnova","kanalizace","Ing. Václav Fučík",null,"KUCBAWZ0DTP7"]
["2005-06-24","2005-07-12","2005-08-02",null,null,"18013/2005","N.T.I. nástavby s.r.o.","Zemědělská společnost Dubné a.s.","3102-738557-26030993-1/1","Rozvodný vodovodní řad",null,"zrušeno rozhodnutím 31428/2007","České Budějovice",null,"vodovod","Ing. František Gregor",null,"KUCBAWZ0DTP7"]
["2005-06-24","2005-07-12","2005-08-02",null,null,"18013/2005","N.T.I. nástavby s.r.o.","Zemědělská společnost Dubné a.s.","3102-738557-26030993-1/2","Přívodní řad",null,"zrušeno rozhodnutím 31428/2007","České Budějovice",null,"vodovod","Ing. František Gregor",null,"KUCBAWZ0DTP7"]
["2005-06-24","2005-07-04","2005-07-27",null,null,"18014/2005","Obec Rodná","Obec Rodná","3112-740292-00582450-2/1","Studna Rodná",null,null,"Tábor","Rodná","vodovod","Ing. František Novák",null,"KUCBAWZ0DTP7"]
["2005-06-24","2005-07-04","2005-07-27",null,null,"18014/2005","Obec Rodná","Obec Rodná","3112-740292-00582450-1/1","Přívodní řad Rodná - vodojem Rodná (včetně VDJ)",null,null,"Tábor","Rodná","vodovod","Ing. František Novák",null,"KUCBAWZ0DTP7"]
["2005-06-24","2005-07-04","2005-07-27",null,null,"18014/2005","Obec Rodná","Obec Rodná","3112-740292-00582450-1/2","Přívodní řad vodojem Rodná - RVS Rodná",null,null,"Tábor","Rodná","vodovod","Ing. František Novák",null,"KUCBAWZ0DTP7"]
["2005-06-24","2005-07-04","2005-07-27",null,null,"18014/2005","Obec Rodná","Obec Rodná","3112-740292-00582450-1/3","RVS Rodná",null,null,"Tábor","Rodná","vodovod","Ing. František Novák",null,"KUCBAWZ0DTP7"]
["2005-06-24","2005-07-04","2005-07-27",null,null,"18014/2005","Obec Rodná","Obec Rodná","3112-740292-00582450-3/1","Stoková síť Rodná",null,null,"Tábor","Rodná","kanalizace","Ing. František Novák",null,"KUCBAWZ0DTP7"]
["2005-06-30","2005-07-04","2005-07-27",null,null,"18087/2005","Obec Turovec","Obec Turovec","3112-705888-00582867-1/1","Přívodní řad RVS Nová Ves u Chýnova - RVS Turovec",null,"změna 162446/2016, 22013/2021, 139966/2023","Tábor","Turovec","vodovod","Ing. Václav Fučík",null,"KUCBAWZ0DTP7"]
["2005-06-30","2005-07-04","2005-07-27",null,null,"18087/2005","Obec Turovec","Obec Turovec","3112-705888-00582867-1/2","RVS Turovec",null,"změna 162446/2016, 22013/2021, 139996/2023","Tábor","Turovec","vodovod","Ing. Václav Fučík",null,"KUCBAWZ0DTP7"]
["2005-06-30","2005-07-04","2005-07-27",null,null,"18087/2005","Obec Turovec","Obec Turovec","3112-705888-00582867-3/1","SS Turovec",null,"změna 162446/2016, 22013/2021, 139966/2023","Tábor","Turovec","kanalizace","Ing. Václav Fučík",null,"KUCBAWZ0DTP7"]
["2016-12-20","2017-01-17","2017-02-03",null,null,"162446/2016","Obec Turovec","Obec Turovec","3112-705888-00582867-1/3","RVS Turovec - Zárybničná Lhota",null,"změna 22013/2021, 139966/2023","Tábor","Turovec","vodovod","Ing. Václav Fučík",null,"KUCBAWZ0DTP7"]
["2023-11-24","2023-12-15","2024-01-03",null,null,"139966/2023","Obec Turovec","Obec Turovec","3112-705888-00582867-2/1","ÚV Turovec+vrt+VDJ+ATS",null,null,"Tábor","Turovec","vodovod","Ing. Václav Fučík"]
["2005-07-13","2005-07-15","2005-08-05",null,null,"19152/2005","Obec Dlouhá Lhota","Obec Dlouhá Lhota","3112-626406-00512567-2/1","studna Dlouhá Lhota",null,"Změna 37888/2018","Tábor","Dlouhá Lhota","vodovod","Bc. Petr Míka",null,"KUCBAWZ0DTP7"]
["2005-07-13","2005-07-15","2005-08-05",null,null,"19152/2005","Obec Dlouhá Lhota","Obec Dlouhá Lhota","3112-626414-00512567-1/1","PŘ studna Dlouhá Lhota - VDJ Dlouhá Lhota (vč. Vodojemu)",null,"Změna 37888/2018","Tábor","Dlouhá Lhota","vodovod","Bc. Petr Míka",null,"KUCBAWZ0DTP7"]
["2005-07-13","2005-07-15","2005-08-05",null,null,"19152/2005","Obec Dlouhá Lhota","Obec Dlouhá Lhota","3112-626414-00512567-1/2","PŘ VDJ Dlouhá Lhota - RVS Dlouhá Lhota",null,"Změna 37888/2018","Tábor","Dlouhá Lhota","vodovod","Bc. Petr Míka",null,"KUCBAWZ0DTP7"]
["2005-07-13","2005-07-15","2005-08-05",null,null,"19152/2005","Obec Dlouhá Lhota","Obec Dlouhá Lhota","3112-626406-00512567-1/1","RVS Dlouhá Lhota",null,"Změna 37888/2018","Tábor","Dlouhá Lhota","vodovod","Bc. Petr Míka",null,"KUCBAWZ0DTP7"]
["2005-07-13","2005-07-15","2005-08-05",null,null,"19152/2005","Obec Dlouhá Lhota","Obec Dlouhá Lhota","3112-626406-00512567-3/1","Stoková síť Dlouhá Lhota",null,"Změna 37888/2018","Tábor","Dlouhá Lhota","kanalizace","Bc. Petr Míka",null,"KUCBAWZ0DTP7"]
["2005-05-18","2005-08-01","2005-08-19",null,null,"12547/2005","Obec Světce","Obec Světce","3105-760323-00666921-1/4","vodovod Světce",null,null,"Jindřichův Hradec","Světce","vodovod","Jaroslav Krátký",null,"KUCBAWZ0DTP7"]
["2005-07-22","2005-08-01","2005-08-19",null,null,"20980/2005","Obec Stachy","Obec Stachy","3116-753386-00250678-1/3","Obec Stachy - vodovod Stachy ",null,"zrušeno rozhodnutím 31116/2006","Vimperk","Stachy","vodovod","Václav Bernard",null,"KUCBAWZ0DTP7"]
["2005-07-22","2005-08-01","2005-08-19",null,null,"20980/2005","Obec Stachy","Obec Stachy","3116-753306-00250678-1/5","Obec Stachy - vodovod Zadov",null,"zrušeno rozhodnutím 31116/2006","Vimperk","Stachy","vodovod","Václav Bernard",null,"KUCBAWZ0DTP7"]
["2005-07-22","2005-08-01","2005-08-19",null,null,"20980/2005","Obec Stachy","Obec Stachy","3116-753386-00250678-4/8","Obec Stachy - ČOV pod hřbitovem",null,"zrušeno rozhodnutím 31116/2006","Vimperk","Stachy","kanalizace","Václav Bernard",null,"KUCBAWZ0DTP7"]
["2005-07-22","2005-08-01","2005-08-19",null,null,"20980/2005","Obec Stachy","Obec Stachy","3116-753386-00250678-4/2","Obec Stachy - ČOV u nádraží",null,"zrušeno rozhodnutím 31116/2006","Vimperk","Stachy","kanalizace","Václav Bernard",null,"KUCBAWZ0DTP7"]
["2005-08-17","2005-08-17","2005-09-06",null,null,"22279/2005","Obec Stachy","Obec Stachy","3116-753386-00250678-3/2","kanalizační stoka Zadov",null,"zrušeno rozhodnutím 31116/2006","Vimperk","Stachy","kanalizace","Václav Bernard",null,"KUCBAWZ0DTP7"]
["2005-08-17","2005-08-17","2005-09-06",null,null,"22279/2005","Obec Stachy","Obec Stachy","3116-753386-00250678-3/1","kanalizační stoka Stachy",null,"zrušeno rozhodnutím 31116/2006","Vimperk","Stachy","kanalizace","Václav Bernard",null,"KUCBAWZ0DTP7"]
["2005-08-17","2005-08-17","2005-09-06",null,null,"22279/2005","Obec Stachy","Obec Stachy","3116-753386-00250678-4/1","ČOV Stachy - sídliště u hřbitova",null,"zrušeno rozhodnutím 31116/2006","Vimperk","Stachy","kanalizace","Václav Bernard",null,"KUCBAWZ0DTP7"]
["2005-08-17","2005-08-17","2005-09-06",null,null,"22279/2005","Obec Stachy","Obec Stachy","3116-753386-00250678-1/1","Obec Stachy - přívodní vodovodní řad 1",null,"zrušeno rozhodnutím 31116/2006","Vimperk","Stachy","vodovod","Václav Bernard",null,"KUCBAWZ0DTP7"]
["2005-08-17","2005-08-17","2005-09-06",null,null,"22279/2005","Obec Stachy","Obec Stachy","3116-753386-00250678-1/2","Obec Stachy - přívodní vodovodní řad 2",null,"zrušeno rozhodnutím 31116/2006","Vimperk","Stachy","vodovod","Václav Bernard",null,"KUCBAWZ0DTP7"]
["2005-08-17","2005-08-17","2005-09-06",null,null,"22279/2005","Obec Stachy","Obec Stachy","3116-753386-00250678-1/4","Zadov přívodní řad",null,"zrušeno rozhodnutím 31116/2006","Vimperk","Stachy","vodovod","Václav Bernard",null,"KUCBAWZ0DTP7"]
["2005-08-17","2005-08-17","2005-09-06",null,null,"22279/2005","Obec Stachy","Obec Stachy","3116-753386-00250678-2/1","Vodojem Stachy 250m3",null,"zrušeno rozhodnutím 31116/2006","Vimperk","Stachy","vodovod","Václav Bernard",null,"KUCBAWZ0DTP7"]
["2005-08-17","2005-08-17","2005-09-06",null,null,"22279/2005","Obec Stachy","Obec Stachy","3116-753386-00250678-2/2","Vodojem Stachy 110m3",null,"zrušeno rozhodnutím 31116/2006","Vimperk","Stachy","vodovod","Václav Bernard",null,"KUCBAWZ0DTP7"]
["2005-08-17","2005-08-17","2005-09-06",null,null,"22279/2005","Obec Stachy","Obec Stachy","3116-753386-00250678-2/3","Vodojem Zadov 50m3",null,"zrušeno rozhodnutím 31116/2006","Vimperk","Stachy","vodovod","Václav Bernard",null,"KUCBAWZ0DTP7"]
["2005-08-17","2005-09-01","2005-09-22",null,null,"22370/2005","AQUAŠUMAVA s.r.o.","Obec Stožec","3109-755699-00250686-1/1","Vodovod Stožec",null,"zrušeno 30547/2014","Prachatice","Stožec","vodovod","Ing. Igor Kasalický",null,"KUCBAWZ0DTP7"]
["2005-08-17","2005-09-01","2005-09-22",null,null,"22370/2005","AQUAŠUMAVA s.r.o.","Obec Stožec","3109-755699-00250686-2/1","Úpravna vody Stožec",null,"zrušeno 30547/2014","Prachatice","Stožec","vodovod","Ing. Igor Kasalický",null,"KUCBAWZ0DTP7"]
["2005-08-17","2005-09-01","2005-09-22",null,null,"22370/2005","AQUAŠUMAVA s.r.o.","Obec Stožec","3109-755699-00250686-3/1","Kanalizace Stožec",null,"zrušeno 30547/2014","Prachatice","Stožec","kanalizace","Ing. Igor Kasalický",null,"KUCBAWZ0DTP7"]
["2005-08-17","2005-09-01","2005-09-22",null,null,"22370/2005","AQUAŠUMAVA s.r.o.","Obec Stožec","3109-755699-00250686-4/1","ČOV Stožec",null,"zrušeno 30547/2014","Prachatice","Stožec","kanalizace","Ing. Igor Kasalický",null,"KUCBAWZ0DTP7"]
["2005-09-07","2005-09-13","2005-10-01",null,null,"24290/2005","Obec Bílsko","Obec Bílsko","3117-604569-00250970-1/1","vodovod Bílsko",null,null,"Vodňany","Bílsko","vodovod","Ing. Petr Pantoflíček",null,"KUCBAWZ0DTP7"]
["2005-09-16","2005-09-29","2005-10-20",null,null,"25334/2005","VaK JČ a.s.","Obec Horní Stropnice","3113-794546-00244929-1/1","PŘ-Horní Stropnice-VDJ Rádiš-VŠ Žár",null,"Změna 89891/2020, zrušeno 2205/2021",null,null,null,null,null,"KUCBAWZ0DTP7"]
["2005-09-16","2005-09-29","2005-10-20",null,null,"25334/2005","VaK JČ a.s.","Obec Horní Stropnice","3113-644293-00244929-1/1","RVS Svébohy",null,"Změna 89891/2020, zrušeno 2205/2021",null,null,null,null,null,"KUCBAWZ0DTP7"]
["2005-09-16","2005-09-29","2005-10-20",null,null,"25334/2005","VaK JČ a.s.","Obec Horní Stropnice","3113-644196-00244929-1/4","RVS Humenice",null,"Změna 89891/2020, zrušeno 2205/2021",null,null,null,null,null,"KUCBAWZ0DTP7"]
["2005-09-16","2005-09-29","2005-10-20",null,null,"25334/2005","VaK JČ a.s.","Obec Horní Stropnice","3113-644293-00244929-1/2","RVS Střeziměřice",null,"Změna 89891/2020, zrušeno 2205/2021",null,null,null,null,null,"KUCBAWZ0DTP7"]
["2005-09-16","2005-09-29","2005-10-20",null,null,"25336/2005","VaK JČ a.s.","Obec Žár","3113-794546-00581976-1/1","Žár, Božejov, Žumberk - vodovodní síť",null,"změna 45789/2020, zrušeno 4803/2021","Trhové Sviny","Žár","vodovod","Ing. Martin Kalač",null,"KUCBAWZ0DTP7"]
["2005-09-16","2005-09-29","2005-10-20",null,null,"25336/2005","VaK JČ a.s.","Obec Žár","3113-794554-00581976-1/1","RVS Žumberk",null,"zrušeno 45789/2020",null,null,null,null,null,"KUCBAWZ0DTP7"]
["2005-09-16","2005-09-29","2005-10-20",null,null,"25336/2005","VaK JČ a.s.","Obec Žár","3113-794503-00581976-1/1","RVS Božejov",null,"zrušeno 45789/2020",null,null,null,null,null,"KUCBAWZ0DTP7"]
["2005-09-20","2005-09-29","2005-10-20",null,null,"25338/2005","Obec Chrášťany","Obec Chrášťany","3115-654051-00245003-1/1","RVS Chrášťany",null,"změna 114610/2017, 138131/2025","Týn nad Vltavou","Chrášťany","vodovod","Pavel Grup",null,"KUCBAWZ0DTP7"]
["2005-09-20","2005-09-29","2005-10-20",null,null,"25338/2005","Obec Chrášťany","Obec Chrášťany","3115-654051-00245003-3/1","KS Chrášťany",null,"změna 114610/2017, 138131/2025","Týn nad Vltavou","Chrášťany","kanalizace","Pavel Grup",null,"KUCBAWZ0DTP7"]
["2005-09-20","2005-09-29","2005-10-20",null,null,"25338/2005","Obec Chrášťany","Obec Chrášťany","3115-631124-00245003-1/1","RVS Doubravka",null,"změna 114610/2017, 138131/2025","Týn nad Vltavou","Chrášťany","vodovod","Pavel Grup",null,"KUCBAWZ0DTP7"]
["2005-09-20","2005-09-29","2005-10-20",null,null,"25338/2005","Obec Chrášťany","Obec Chrášťany","3115-654043-00245003-1/1","PŘ vrt - ÚV Doubravka",null,"změna 114610/2017, 138131/2025","Týn nad Vltavou","Chrášťany","vodovod","Pavel Grup",null,"KUCBAWZ0DTP7"]
["2005-09-20","2005-09-29","2005-10-20",null,null,"25338/2005","Obec Chrášťany","Obec Chrášťany","3115-654043-00245003-2/1","ÚV Doubravka",null,"změna 114610/2017, 138131/2025","Týn nad Vltavou","Chrášťany","vodovod","Pavel Grup",null,"KUCBAWZ0DTP7"]
["2005-09-20","2005-09-29","2005-10-20",null,null,"25338/2005","Obec Chrášťany","Obec Chrášťany","3115-654043-00245003-3/1","KS Doubravka",null,"změna 114610/2017, 138131/2025","Týn nad Vltavou","Chrášťany","kanalizace","Pavel Grup",null,"KUCBAWZ0DTP7"]
["2005-09-20","2005-09-29","2005-10-20",null,null,"25338/2005","Obec Chrášťany","Obec Chrášťany","3115-654060-00245003-3/1","KS Koloměřice",null,"změna 114610/2017, 138131/2025","Týn nad Vltavou","Chrášťany","kanalizace","Pavel Grup",null,"KUCBAWZ0DTP7"]
["2017-10-06","2017-11-13","2017-12-02",null,null,"114610/2017","Obec Chrášťany","Obec Chrášťany","3115-654051-00245003-1/2","Přiváděcí řad ",null,"změna 138131/2025","Týn nad Vltavou","Chrášťany","vodovod","Pavel Grup",null,"KUCBAWZ0DTP7"]
["2025-12-10",null,null,null,null,"138131/2025","Obec Chrášťany","Obec Chrášťany","3115-654043-00245003-1/2","Přiváděcí řad Doubravka",null,null,"Týn nad Vltavou","Chrášťany","vodovod","Pavel Grup"]
["2005-09-30","2005-10-17","2005-11-03",null,null,"25852/2005","Vojenská lázeňská a rekreační zařízení","Vojenská lázeňská a rekreační zařízení","3103-643700-00000582-1/1","vodovodní řad VZ Lipno - Olšina 382 26 Horní Planá ",null,"zrušeno rozhodnutím 34750/2007","Český Krumlov",null,"vodovod","Jiří Kozel",null,"KUCBAWZ0DTP7"]
["2005-09-30","2005-10-17","2005-11-03",null,null,"25852/2005","Vojenská lázeňská a rekreační zařízení","Vojenská lázeňská a rekreační zařízení","3103-643700-00000582-2/1","stavba pro úpravnu vody VZ Lipno - Olšina 382 26 Horní Planá ",null,"zrušeno rozhodnutím 34750/2007","Český Krumlov",null,"vodovod","Jiří Kozel",null,"KUCBAWZ0DTP7"]
["2005-09-30","2005-10-17","2005-11-03",null,null,"25852/2005","Vojenská lázeňská a rekreační zařízení","Vojenská lázeňská a rekreační zařízení","3103-643700-00000582-3/1","kanalizační stoky VZ Lipno - Olšina 382 26 Horní Planá ",null,"zrušeno rozhodnutím 34750/2007","Český Krumlov",null,"kanalizace","Jiří Kozel",null,"KUCBAWZ0DTP7"]
["2005-09-30","2005-10-17","2005-11-03",null,null,"25852/2005","Vojenská lázeňská a rekreační zařízení","Vojenská lázeňská a rekreační zařízení","3103-643700-00000582-4/1","čistírna odpadních vod VZ Lipno - Olšina 382 26 Horní Planá ",null,"zrušeno rozhodnutím 34750/2007","Český Krumlov",null,"kanalizace","Jiří Kozel",null,"KUCBAWZ0DTP7"]
["2005-10-10","2005-10-17","2005-11-04",null,null,"26493/2005","Obec Krajníčko","Obec Krajníčko","3117-672319-00667587-1/1","vodovod Krajníčko",null,null,"Vodňany","Krajníčko","vodovod","Ing. Petr Pantoflíček",null,"KUCBAWZ0DTP7"]
["2005-11-04","2005-11-15","2005-12-07",null,null,"28904/2005","ČEVAK a.s.","Obec Nákří","3102-633151-00581798-1/3","Přívodní řad Velice - Nákří",null,"zrušeno 47705/2025",null,null,null,null,null,"KUCBAWZ0DTP7"]
["2005-11-04","2005-11-15","2005-12-07",null,null,"28904/2005","ČEVAK a.s.","Obec Nákří","3102-633151-00581798-1/4","RVS Nákří",null,"zrušeno 47705/2025",null,null,null,null,null,"KUCBAWZ0DTP7"]
["2025-04-11","2025-05-12","2025-05-29",null,null,"47705/2025","ČEVAK a.s.","Obec Nákří","3102-633151-00581798-1/1","Nákří – vodovodní síť"]
["2005-11-04","2005-11-15","2005-12-07",null,null,"28905/2005","ČEVAK a.s.","Obec Libníč","3102-683035-00581445-1/1","RVS Libníč",null,"změna 65554/2020","České Budějovice","Libníč","vodovod","Ing. Olga Štíchová",null,"KUCBAWZ0DTP7"]
["2009-01-19","2009-02-10","2009-02-28",null,null,"1554/2009","ČEVAK a.s.","Obec Libníč","3102-683035-00581445-3/1","Stoková síť Libníč (kořenová ČOV)",null,"změna 65554/2021","České Budějovice","Libníč","kanalizace","Ing. Olga Štíchová",null,"KUCBAWZ0DU8D"]
["2009-01-19","2009-02-10","2009-02-28",null,null,"1554/2009","ČEVAK a.s.","Obec Libníč","3102-683035-00581445-4/1","ČOV Libníč (kořenová)",null,"změna 65554/2022","České Budějovice","Libníč","kanalizace","Ing. Olga Štíchová",null,"KUCBAWZ0DU8D"]
["2020-05-28","2020-08-13","2020-09-01",null,null,"65554/2020","ČEVAK a.s.","Obec Libníč","3102-683035-00581445-3/2","Stoková síť Libníč - ČOV bio cleaner",null,null,"České Budějovice","Libníč","kanalizace","Ing. Olga Štíchová"]
["2020-05-28","2020-08-13","2020-09-01",null,null,"65554/2020","ČEVAK a.s.","Obec Libníč","3102-683035-00581445-4/2","ČOV Libníč - bio cleaner",null,null,"České Budějovice","Libníč","kanalizace","Ing. Olga Štíchová"]
["2005-11-04","2005-11-15","2005-12-07",null,null,"28906/2005","ČEVAK a.s.","Obec Hůry","3102-649651-00581381-1/1","RVS Hůry",null,null,"České Budějovice","Libníč","kanalizace","Ing. Olga Štíchová",null,"KUCBAWZ0DTP7"]
["2005-11-10","2005-12-05","2005-12-28",null,null,"28907/2005","Obec Kostelní Radouň","Obec Kostelní Radouň","3105-670545-00477028-1/1","vodovod Kostelní Radouň",null,"změna 142932/2020","Jindřichův Hradec","Kostelní Radouň","vodovod","Mgr. Lucie Skořepová",null,"KUCBAWZ0DTQ2"]
["2005-11-22","2005-11-28","2005-12-16",null,null,"29795/2005","R.A.B. spol. s r.o.","R.A.B. spol. s r.o.","3114-770230-45022291-4/1","ČOV Třeboň",null,null,"Třeboň","Třeboň","kanalizace","Ing. Miroslav Kajan",null,"KUCBAWZ0DTQ2"]
["2005-11-14","2005-11-29","2005-12-20",null,null,"29170/2005","Jihočeská drůbež Mirovice, a.s. ","Jihočeská drůbež Mirovice, a.s. ","3108-695726-61672696-1/1","přiváděcí řad od studen do úpravny vody",null,"zrušeno 45477/2019","Písek","Mirovice","vodovod","Luboš Baček",null,"KUCBAWZ0DTQ2"]
["2005-11-14","2005-11-29","2005-12-20",null,null,"29170/2005","Jihočeská drůbež Mirovice, a.s. ","Jihočeská drůbež Mirovice, a.s. ","3108-721875-61672696-1/2","přiváděcí řad od studen do úpravny vody",null,"zrušeno 45477/2019","Písek","Mirovice","vodovod","Luboš Baček",null,"KUCBAWZ0DTQ2"]
["2005-11-14","2005-11-29","2005-12-20",null,null,"29170/2005","Jihočeská drůbež Mirovice, a.s. ","Jihočeská drůbež Mirovice, a.s. ","3108-695726-61672696-1/3","rozvodná vodovodní síť",null,"zrušeno 45477/2019","Písek","Mirovice","vodovod","Luboš Baček",null,"KUCBAWZ0DTQ2"]
["2005-11-14","2005-11-29","2005-12-20",null,null,"29170/2005","Jihočeská drůbež Mirovice, a.s. ","Jihočeská drůbež Mirovice, a.s. ","3108-695726-61672696-2/1","úpravna vody s vodojemem",null,"zrušeno 45477/2019","Písek","Mirovice","vodovod","Luboš Baček",null,"KUCBAWZ0DTQ2"]
["2005-11-14","2005-11-29","2005-12-20",null,null,"29170/2005","Jihočeská drůbež Mirovice, a.s. ","Jihočeská drůbež Mirovice, a.s. ","3108-695726-61672696-3/1","přiváděcí stoka",null,"zrušeno 45477/2019","Písek","Mirovice","kanalizace","Luboš Baček",null,"KUCBAWZ0DTQ2"]
["2005-11-14","2005-11-29","2005-12-20",null,null,"29170/2005","Jihočeská drůbež Mirovice, a.s. ","Jihočeská drůbež Mirovice, a.s. ","3108-695726-61672696-3/2","odváděcí stoka",null,"zrušeno 45477/2019","Písek","Mirovice","kanalizace","Luboš Baček",null,"KUCBAWZ0DTQ2"]
["2005-11-14","2005-11-29","2005-12-20",null,null,"29170/2005","Jihočeská drůbež Mirovice, a.s. ","Jihočeská drůbež Mirovice, a.s. ","3108-695726-61672696-4/1","ČOV",null,"zrušeno 45477/2019","Písek","Mirovice","kanalizace","Luboš Baček",null,"KUCBAWZ0DTQ2"]
["2005-11-28","2005-12-07","2006-01-12",null,null,"30236/2005","Miloslav Nezdara","Obec Strmilov","3105-756962-00247511-1/1","PŘ Strmilov",null,"zrušeno 148119/2018","Jindřichův Hradec","Strmilov","vodovod","Milan Nezdara",null,"KUCBAWZ0DTQ2"]
["2005-11-28","2005-12-07","2006-01-12",null,null,"30236/2005","Miloslav Nezdara","Obec Strmilov","3105-756962-00247511-1/2","RVS Strmilov",null,"zrušeno 148119/2018","Jindřichův Hradec","Strmilov","vodovod","Milan Nezdara",null,"KUCBAWZ0DTQ2"]
["2005-11-28","2005-12-07","2006-01-12",null,null,"30236/2005","Miloslav Nezdara","Obec Strmilov","3105-756962-00247511-3/1","KS 1 Strmilov",null,"zrušeno 148119/2018","Jindřichův Hradec","Strmilov","kanalizace","Milan Nezdara",null,"KUCBAWZ0DTQ2"]
["2005-11-28","2005-12-07","2006-01-12",null,null,"30236/2005","Miloslav Nezdara","Obec Strmilov","3105-756962-00247511-3/2","KS 2 Strmilov",null,"zrušeno 148119/2018","Jindřichův Hradec","Strmilov","kanalizace","Milan Nezdara",null,"KUCBAWZ0DTQ2"]
["2005-11-28","2005-12-07","2006-01-12",null,null,"30236/2005","Miloslav Nezdara","Obec Strmilov","3105-756962-00247511-4/1","ČOV Strmilov",null,"zrušeno 148119/2018","Jindřichův Hradec","Strmilov","kanalizace","Milan Nezdara",null,"KUCBAWZ0DTQ2"]
["2005-12-09","2005-12-28","2006-01-18",null,null,"31105/2005","Technické služby Strakonice s.r.o.","Obec Radošovice","3111-738590-00251793-1/1","RVS Radošovice",null,"zrušeno 3923/2016","Strakonice","Radošovice","vodovod","Ing. Luděk Míka",null,"KUCBAWZ0DTQ2"]
["2005-12-09","2005-12-28","2006-01-18",null,null,"31105/2005","Technické služby Strakonice s.r.o.","Obec Radošovice","3111-738590-00251793-1/2","PŘ (ČS Mutěnice-RVS Radošovice)",null,"zrušeno 3923/2016","Strakonice","Radošovice","vodovod","Ing. Luděk Míka",null,"KUCBAWZ0DTQ2"]
["2005-12-09","2005-12-28","2006-01-18",null,null,"31105/2005","Technické služby Strakonice s.r.o.","Obec Radošovice","3111-738590-00251793-1/3","PŘ  Zdroje - RVS Kaps.Lhota",null,"zrušeno 3923/2016","Strakonice","Radošovice","vodovod","Ing. Luděk Míka",null,"KUCBAWZ0DTQ2"]
["2005-12-09","2005-12-28","2006-01-18",null,null,"31105/2005","Technické služby Strakonice s.r.o.","Obec Radošovice","3111-738581-00251793-1/2","RVS Kapsova Lhota",null,"zrušeno 3923/2016","Strakonice","Radošovice","vodovod","Ing. Luděk Míka",null,"KUCBAWZ0DTQ2"]
["2005-12-09","2005-12-28","2006-01-18",null,null,"31105/2005","Technické služby Strakonice s.r.o.","Obec Radošovice","3111-738581-00251793-2/1","Studny  Kaps.Lhota – 2ks",null,"zrušeno 3923/2016","Strakonice","Radošovice","vodovod","Ing. Luděk Míka",null,"KUCBAWZ0DTQ2"]
["2005-12-09","2005-12-28","2006-01-18",null,null,"31105/2005","Technické služby Strakonice s.r.o.","Obec Radošovice","3111-755915-00251793-3/1","PS – SS Radošovice na ČOV Strakonice",null,"zrušeno 3923/2016","Strakonice","Radošovice","kanalizace","Ing. Luděk Míka",null,"KUCBAWZ0DTQ2"]
["2005-12-09","2005-12-28","2006-01-18",null,null,"31105/2005","Technické služby Strakonice s.r.o.","Obec Radošovice","3111-738590-00251793-3/1","Stok.síť Radošovice",null,"zrušeno 3923/2016","Strakonice","Radošovice","kanalizace","Ing. Luděk Míka",null,"KUCBAWZ0DTQ2"]
["2005-12-09","2005-12-28","2006-01-14",null,null,"31104/2005","Technické služby Strakonice s.r.o.","Obec Pracejovice","3111-726940-00251682- 1/1","RVS PRACEJOVICE",null,"zrušeno 3956/2016","Strakonice","Pracejovice","vodovod","Ing. Luděk Míka",null,"KUCBAWZ0DTQ2"]
["2005-12-09","2005-12-28","2006-01-14",null,null,"31104/2005","Technické služby Strakonice s.r.o.","Obec Pracejovice","3111-726931-00251682- 1/1 "," RVS Makarov",null,"zrušeno 3956/2016","Strakonice","Pracejovice","vodovod","Ing. Luděk Míka",null,"KUCBAWZ0DTQ2"]
["2005-12-09","2005-12-28","2006-01-14",null,null,"31107/2005","Technické služby Strakonice s.r.o.","Obec Mutěnice","3111-700436-46687718-1/1","RVS Mutěnice",null,"zrušeno 3353/2016","Strakonice","Mutěnice","vodovod","Ing. Luděk Míka",null,"KUCBAWZ0DTQ2"]
["2016-01-08","2016-02-02","2016-02-23",null,null,"3923/2016","Technické služby Strakonice s.r.o.","Obec Radošovice","3111-738581-00251739-1/1","PŘ Strakonice - Kapsova Lhota",null,null,"Strakonice","Radošovice","vodovod",null,null,"KUCBAWZ0DTQ2"]
["2016-01-08","2016-02-02","2016-02-23",null,null,"3923/2016","Technické služby Strakonice s.r.o.","Obec Radošovice","3111-738581-00251739-1/2","RVS KAPSOVA LHOTA",null,null,"Strakonice","Radošovice","vodovod",null,null,"KUCBAWZ0DTQ2"]
["2016-01-08","2016-02-02","2016-02-23",null,null,"3923/2016","Technické služby Strakonice s.r.o.","Obec Radošovice","3111-738590-00251739-1/1","PŘ RADOŠOVICE I  -  VÝTLAK ČS - RVS",null,null,"Strakonice","Radošovice","vodovod",null,null,"KUCBAWZ0DTQ2"]
["2016-01-08","2016-02-02","2016-02-23",null,null,"3923/2016","Technické služby Strakonice s.r.o.","Obec Radošovice","3111-738590-00251739-1/2","PŘ RADOŠOVICE II  -  VÝTLAK RVS - VDJ",null,null,"Strakonice","Radošovice","vodovod",null,null,"KUCBAWZ0DTQ2"]
["2016-01-08","2016-02-02","2016-02-23",null,null,"3923/2016","Technické služby Strakonice s.r.o.","Obec Radošovice","3111-738590-00251739-1/3","RVS RADOŠOVICE",null,null,"Strakonice","Radošovice","vodovod",null,null,"KUCBAWZ0DTQ2"]
["2016-01-08","2016-02-02","2016-02-23",null,null,"3923/2016","Technické služby Strakonice s.r.o.","Obec Radošovice","3111-738581-00251739-3/1","KS Kapsova Lhota",null,null,"Strakonice","Radošovice","kanalizace",null,null,"KUCBAWZ0DTQ2"]
["2016-01-08","2016-02-02","2016-02-23",null,null,"3923/2016","Technické služby Strakonice s.r.o.","Obec Radošovice","3111-738590-00251739-3/1","KS RADOŠOVICE",null,null,"Strakonice","Radošovice","kanalizace",null,null,"KUCBAWZ0DTQ2"]
["2005-12-09","2005-12-28","2006-01-14",null,null,"31104/2005","Technické služby Strakonice s.r.o.","Obec Pracejovice","3111-726940-00251682- 3/1","STOKOVÁ SÍŤ PRACEJOVICE",null,"změna 3956/2016, 156062/2022","Strakonice","Pracejovice","kanalizace","Ing. Luděk Míka",null,"KUCBAWZ0DTQ2"]
["2005-12-09","2005-12-28","2006-01-14",null,null,"31104/2005","Technické služby Strakonice s.r.o.","Obec Pracejovice","3111-726940-00251682- 4/1","ČOV PRACEJOVICE",null,"změna 3956/2016, 156062/2022","Strakonice","Pracejovice","kanalizace","Ing. Luděk Míka",null,"KUCBAWZ0DTQ2"]
["2016-01-08","2016-02-02","2016-02-26",null,null,"3956/2016","Technické služby Strakonice s.r.o.","Obec Pracejovice","3111-726931-00251682-1/1","PŘ MAKAROV I -  STUDNA - ČS",null,"změna 156062/2022","Strakonice","Pracejovice","vodovod","Ing. Luděk Míka",null,"KUCBAWZ0DTQ2"]
["2016-01-08","2016-02-02","2016-02-26",null,null,"3956/2016","Technické služby Strakonice s.r.o.","Obec Pracejovice","3111-726931-00251682-1/2","PŘ MAKAROV II -  ČS - VDJ",null,"změna 156062/2022","Strakonice","Pracejovice","vodovod","Ing. Luděk Míka",null,"KUCBAWZ0DTQ2"]
["2016-01-08","2016-02-02","2016-02-26",null,null,"3956/2016","Technické služby Strakonice s.r.o.","Obec Pracejovice","3111-726931-00251682-1/3","RVS MAKAROV",null,"změna 156062/2022","Strakonice","Pracejovice","vodovod","Ing. Luděk Míka",null,"KUCBAWZ0DTQ2"]
["2016-01-08","2016-02-02","2016-02-26",null,null,"3956/2016","Technické služby Strakonice s.r.o.","Obec Pracejovice","3111-726940-00251682-1/1","PŘ I PRACEJOVICE - ÚV - VDJ 30 M3",null,"změna 156062/2022","Strakonice","Pracejovice","vodovod","Ing. Luděk Míka",null,"KUCBAWZ0DTQ2"]
["2016-01-08","2016-02-02","2016-02-26",null,null,"3956/2016","Technické služby Strakonice s.r.o.","Obec Pracejovice","3111-726940-00251682-1/2","PŘ II PRACEJOVICE - VDJ 30 - VDJ 250",null,"změna 156062/2022","Strakonice","Pracejovice","vodovod","Ing. Luděk Míka",null,"KUCBAWZ0DTQ2"]
["2016-01-08","2016-02-02","2016-02-26",null,null,"3956/2016","Technické služby Strakonice s.r.o.","Obec Pracejovice","3111-726940-00251682-1/3","PŘ III PRACEJOVICE - VDJ 250 - RVS",null,"změna 156062/2022","Strakonice","Pracejovice","vodovod","Ing. Luděk Míka",null,"KUCBAWZ0DTQ2"]
["2016-01-08","2016-02-02","2016-02-26",null,null,"3956/2016","Technické služby Strakonice s.r.o.","Obec Pracejovice","3111-726940-00251682-1/4","RVS PRACEJOVICE",null,"změna 156062/2022","Strakonice","Pracejovice","vodovod","Ing. Luděk Míka",null,"KUCBAWZ0DTQ2"]
["2022-12-29","2023-01-24","2023-02-17",null,null,"156062/2022","Technické služby Strakonice s.r.o.","Obec Pracejovice","3111-726931-00251682-3/1","KS MAKAROV",null,null,"Strakonice","Pracejovice","kanalizace","Ing. Luděk Míka"]
["2022-12-29","2023-01-24","2023-02-17",null,null,"156062/2022","Technické služby Strakonice s.r.o.","Obec Pracejovice","3111-726931-00251682-4/1","ČOV MAKAROV",null,null,"Strakonice","Pracejovice","kanalizace","Ing. Luděk Míka"]
["2005-12-09","2005-12-28","2006-01-14",null,null,"31107/2005","Technické služby Strakonice s.r.o.","Obec Mutěnice","3111-700436-46687718-1/2","PŘ (ČS – VDJ Mutěnice)",null,"změna 3353/2016","Strakonice","Mutěnice","vodovod","Ing. Luděk Míka",null,"KUCBAWZ0DTQ2"]
["2016-01-08","2016-02-12","2016-03-03",null,null,"3353/2016","Technické služby Strakonice s.r.o.","Obec Mutěnice","3111-700436-46687718-1/1","PŘ Mutěnice I - Studny - ČS",null,null,"Strakonice","Mutěnice","vodovod","Ing. Luděk Míka",null,"KUCBAWZ0DTQ2"]
["2016-01-08","2016-02-12","2016-03-03",null,null,"3353/2016","Technické služby Strakonice s.r.o.","Obec Mutěnice","3111-700436-46687718-1/3","RVS Mutěnice",null,null,"Strakonice","Mutěnice","vodovod","Ing. Luděk Míka",null,"KUCBAWZ0DTQ2"]
["2016-01-08","2016-02-12","2016-03-03",null,null,"3353/2016","Technické služby Strakonice s.r.o.","Obec Mutěnice","3111-700436-46687718-3/1","KS Mutěnice",null,null,"Strakonice","Mutěnice","kanalizace","Ing. Luděk Míka",null,"KUCBAWZ0DTQ2"]
["2005-11-23","2005-12-21","2005-01-07",null,null,"29563/2005","Technické služby Strakonice s.r.o.","Měto Strakonice","3111-755931-00251810-1/1","PŘ I ÚV HAJSKÁ – VDJ PODSRP (I, II)",null,"změna 3960/2016, 156061/2022","Strakonice","Strakonice","vodovod","Ing. Luděk Míka",null,"KUCBAWZ0DTQ2"]
["2005-11-23","2005-12-21","2005-01-07",null,null,"29563/2005","Technické služby Strakonice s.r.o.","Měto Strakonice","3111-755931-00251810-1/2","PŘ II VDJ PODSRP(I,II) - VDJ PTÁKOVICE",null,"změna 3960/2016, 156061/2022","Strakonice","Strakonice","vodovod","Ing. Luděk Míka",null,"KUCBAWZ0DTQ2"]
["2005-11-23","2005-12-21","2005-01-07",null,null,"29563/2005","Technické služby Strakonice s.r.o.","Měto Strakonice","3111-755940-00251810-1/4","RVS STARÝ DRAŽEJOV",null,"změna 3960/2016, 156061/2022","Strakonice","Strakonice","vodovod","Ing. Luděk Míka",null,"KUCBAWZ0DTQ2"]
["2005-11-23","2005-12-21","2005-01-07",null,null,"29563/2005","Technické služby Strakonice s.r.o.","Měto Strakonice","3111-697761-00251810-1/1","PŘ MODLEŠOVICE (STUDNY – ČS)",null,"změna 3960/2016, 156061/2022","Strakonice","Strakonice","vodovod","Ing. Luděk Míka",null,"KUCBAWZ0DTQ2"]
["2005-11-23","2005-12-21","2005-01-07",null,null,"29563/2005","Technické služby Strakonice s.r.o.","Měto Strakonice","3111-697761-00251810-1/2","RVS MODLEŠOVICE",null,"změna 3960/2016, 156061/2022","Strakonice","Strakonice","vodovod","Ing. Luděk Míka",null,"KUCBAWZ0DTQ2"]
["2005-11-23","2005-12-21","2005-01-07",null,null,"29563/2005","Technické služby Strakonice s.r.o.","Měto Strakonice","3111-697753-00251810-2/1","ÚV HAJSKÁ (objekt+prameniště)",null,"změna 3960/2016, 156061/2022","Strakonice","Strakonice","vodovod","Ing. Luděk Míka",null,"KUCBAWZ0DTQ2"]
["2005-11-23","2005-12-21","2005-01-07",null,null,"29563/2005","Technické služby Strakonice s.r.o.","Měto Strakonice","3111-697761-00251810-2/1","ČS MODLEŠOVICE",null,"změna 3960/2016, 156061/2022","Strakonice","Strakonice","vodovod","Ing. Luděk Míka",null,"KUCBAWZ0DTQ2"]
["2005-11-23","2005-12-21","2005-01-07",null,null,"29563/2005","Technické služby Strakonice s.r.o.","Měto Strakonice","3111-755915-00251810-3/1","STOKOVÁ SÍŤ STRAKONICE",null,"změna 3960/2016, 156061/2022","Strakonice","Strakonice","kanalizace","Ing. Luděk Míka",null,"KUCBAWZ0DTQ2"]
["2005-11-23","2005-12-21","2005-01-07",null,null,"29563/2005","Technické služby Strakonice s.r.o.","Měto Strakonice","3111-755915-00251810-4/1","ČOV STRAKONICE",null,"změna 3960/2016, 156061/2022","Strakonice","Strakonice","kanalizace","Ing. Luděk Míka",null,"KUCBAWZ0DTQ2"]
["2016-01-08","2016-02-02","2016-02-23",null,null,"3960/2016","Technické služby Strakonice s.r.o.","Měto Strakonice","3111-697761-00251810-1/3","PŘ I    STUDNY - ÚV MODLEŠOVICE",null,"změna 156061/2022","Strakonice","Strakonice","vodovod","Ing. Luděk Míka",null,"KUCBAWZ0DTQ2"]
["2016-01-08","2016-02-02","2016-02-23",null,null,"3960/2016","Technické služby Strakonice s.r.o.","Měto Strakonice","3111-755915-00251810-1/1","PŘ III - ÚV PRACEJOVICE - VDJ KUŘIDLO",null,"změna 156061/2022","Strakonice","Strakonice","vodovod","Ing. Luděk Míka",null,"KUCBAWZ0DTQ2"]
["2016-01-08","2016-02-02","2016-02-23",null,null,"3960/2016","Technické služby Strakonice s.r.o.","Měto Strakonice","3111-755915-00251810-1/2","RVS STRAKONICE",null,"změna 156061/2022","Strakonice","Strakonice","vodovod","Ing. Luděk Míka",null,"KUCBAWZ0DTQ2"]
["2016-01-08","2016-02-02","2016-02-23",null,null,"3960/2016","Technické služby Strakonice s.r.o.","Měto Strakonice","3111-755915-00251810-1/3","PŘ  V  -  VDJ KUŘIDLO - ČS ZA RÁJEM",null,"změna 156061/2022","Strakonice","Strakonice","vodovod","Ing. Luděk Míka",null,"KUCBAWZ0DTQ2"]
["2016-01-08","2016-02-02","2016-02-23",null,null,"3960/2016","Technické služby Strakonice s.r.o.","Měto Strakonice","3111-755923-00251810-1/1","PŘ VII   STRAKONICE - RADOŠOVICE",null,"změna 156061/2022","Strakonice","Strakonice","vodovod","Ing. Luděk Míka",null,"KUCBAWZ0DTQ2"]
["2016-01-08","2016-02-02","2016-02-23",null,null,"3960/2016","Technické služby Strakonice s.r.o.","Měto Strakonice","3111-755940-00251810-1/1","PŘ IV - VDJ KUŘIDLO - NOVÝ DRAŽEJOV",null,"změna 156061/2022","Strakonice","Strakonice","vodovod","Ing. Luděk Míka",null,"KUCBAWZ0DTQ2"]
["2016-01-08","2016-02-02","2016-02-23",null,null,"3960/2016","Technické služby Strakonice s.r.o.","Měto Strakonice","3111-755940-00251810-1/2","RVS ZA RÁJEM",null,"změna 156061/2022","Strakonice","Strakonice","vodovod","Ing. Luděk Míka",null,"KUCBAWZ0DTQ2"]
["2016-01-08","2016-02-02","2016-02-23",null,null,"3960/2016","Technické služby Strakonice s.r.o.","Měto Strakonice","3111-755940-00251810-1/3","PŘ VI - STUDNA DRAŽEJOV - ČS DRAŽEJOV",null,"změna 156061/2022","Strakonice","Strakonice","vodovod","Ing. Luděk Míka",null,"KUCBAWZ0DTQ2"]
["2016-01-08","2016-02-02","2016-02-23",null,null,"3960/2016","Technické služby Strakonice s.r.o.","Měto Strakonice","3111-755940-00251810-1/5","RVS NOVÝ DRAŽEJOV",null,"změna 156061/2022","Strakonice","Strakonice","vodovod","Ing. Luděk Míka",null,"KUCBAWZ0DTQ2"]
["2016-01-08","2016-02-02","2016-02-23",null,null,"3960/2016","Technické služby Strakonice s.r.o.","Měto Strakonice","3111-755958-00251810-1/1","PŘ VIII    NOVÝ DRAŽEJOV - RVS STŘELA",null,"změna 156061/2022","Strakonice","Strakonice","vodovod","Ing. Luděk Míka",null,"KUCBAWZ0DTQ2"]
["2016-01-08","2016-02-02","2016-02-23",null,null,"3960/2016","Technické služby Strakonice s.r.o.","Měto Strakonice","3111-755958-00251810-1/2","RVS STŘELA",null,"změna 156061/2022","Strakonice","Strakonice","vodovod","Ing. Luděk Míka",null,"KUCBAWZ0DTQ2"]
["2016-01-08","2016-02-02","2016-02-23",null,null,"3960/2016","Technické služby Strakonice s.r.o.","Měto Strakonice","3111-726940-00251810-2/1","ÚV PRACEJOVICE (objekt+prameniště)",null,"změna 156061/2022","Strakonice","Strakonice","vodovod","Ing. Luděk Míka",null,"KUCBAWZ0DTQ2"]
["2016-01-08","2016-02-02","2016-02-23",null,null,"3960/2016","Technické služby Strakonice s.r.o.","Měto Strakonice","3111-755915-00251810-2/1","STUDNA  ZA RÁJEM - mimo provoz",null,"změna 156061/2022","Strakonice","Strakonice","vodovod","Ing. Luděk Míka",null,"KUCBAWZ0DTQ2"]
["2016-01-08","2016-02-02","2016-02-23",null,null,"3960/2016","Technické služby Strakonice s.r.o.","Měto Strakonice","3111-755940-00251810-2/1","STUDNA STARÝ DRAŽEJOV - mimo provoz",null,"změna 156061/2022","Strakonice","Strakonice","vodovod","Ing. Luděk Míka",null,"KUCBAWZ0DTQ2"]
["2016-01-08","2016-02-02","2016-02-23",null,null,"3960/2016","Technické služby Strakonice s.r.o.","Měto Strakonice","3111-755958-00251810-2/1","PRAMENIŠTĚ PRACEJOVICE - nenapojené vrty",null,"změna 156061/2022","Strakonice","Strakonice","vodovod","Ing. Luděk Míka",null,"KUCBAWZ0DTQ2"]
["2016-01-08","2016-02-02","2016-02-23",null,null,"3960/2016","Technické služby Strakonice s.r.o.","Měto Strakonice","3111-755958-00251810-2/2","BŘEHOVÝ JÍMACÍ OBJEKT - nevyužíván",null,"změna 156061/2022","Strakonice","Strakonice","vodovod","Ing. Luděk Míka",null,"KUCBAWZ0DTQ2"]
["2016-01-08","2016-02-02","2016-02-23",null,null,"3960/2016","Technické služby Strakonice s.r.o.","Měto Strakonice","3111-697761-00251810-3/1","KS MODLEŠOVICE",null,"změna 156061/2022","Strakonice","Strakonice","kanalizace","Ing. Luděk Míka",null,"KUCBAWZ0DTQ2"]
["2016-01-08","2016-02-02","2016-02-23",null,null,"3960/2016","Technické služby Strakonice s.r.o.","Měto Strakonice","3111-755915-00251810-3/2","PŘ I    NOVÝ DRAŽEJOV - STRAKONICE",null,"změna 156061/2022","Strakonice","Strakonice","kanalizace","Ing. Luděk Míka",null,"KUCBAWZ0DTQ2"]
["2016-01-08","2016-02-02","2016-02-23",null,null,"3960/2016","Technické služby Strakonice s.r.o.","Měto Strakonice","3111-755940-00251810-3/1","KS Za Rájem",null,"změna 156061/2022","Strakonice","Strakonice","kanalizace","Ing. Luděk Míka",null,"KUCBAWZ0DTQ2"]
["2016-01-08","2016-02-02","2016-02-23",null,null,"3960/2016","Technické služby Strakonice s.r.o.","Měto Strakonice","3111-755940-00251810-3/2","KS NOVÝ DRAŽEJOV",null,"změna 156061/2022","Strakonice","Strakonice","kanalizace","Ing. Luděk Míka",null,"KUCBAWZ0DTQ2"]
["2016-01-08","2016-02-02","2016-02-23",null,null,"3960/2016","Technické služby Strakonice s.r.o.","Měto Strakonice","3111-755940-00251810-3/3","KS Starý Dražejov",null,"změna 156061/2022","Strakonice","Strakonice","kanalizace","Ing. Luděk Míka",null,"KUCBAWZ0DTQ2"]
["2016-01-08","2016-02-02","2016-02-23",null,null,"3960/2016","Technické služby Strakonice s.r.o.","Měto Strakonice","3111-755958-00251810-3/1","KS STŘELA",null,"změna 156061/2022","Strakonice","Strakonice","kanalizace","Ing. Luděk Míka",null,"KUCBAWZ0DTQ2"]
["2016-01-08","2016-02-02","2016-02-23",null,null,"3960/2016","Technické služby Strakonice s.r.o.","Měto Strakonice","3111-697753-00251810-3/1","KS Hajská",null,"změna 156061/2022","Strakonice","Strakonice","kanalizace","Ing. Luděk Míka",null,"KUCBAWZ0DTQ2"]
["2022-12-29","2023-01-18","2023-02-10",null,null,"156061/2022","Technické služby Strakonice s.r.o.","Měto Strakonice","3111-697753-00251810-1/1","RVS Hajská",null,null,"Strakonice","Strakonice","vodovod","Ing. Luděk Míka",null,"KUCBAWZ0DTQ2"]
["2005-11-23","2005-12-21","2005-01-07",null,null,"29563/2005","Technické služby Strakonice s.r.o.","Měto Strakonice","3111-697761-00251810-2/2","VRTY MODLEŠOVICE M1,M2 -nenapojené",null,"zrušeno 3960/2016","Strakonice","Strakonice","vodovod","Ing. Luděk Míka",null,"KUCBAWZ0DTQ2"]
["2005-11-23","2005-12-21","2005-01-07",null,null,"29563/2005","Technické služby Strakonice s.r.o.","Měto Strakonice","3111-697753-00251810-2/2","PRAMENIŠTĚ HAJSKÁ –vrty nenapojené",null,"zrušeno 3960/2016","Strakonice","Strakonice","vodovod","Ing. Luděk Míka",null,"KUCBAWZ0DTQ2"]
["2005-11-23","2005-12-21","2005-01-07",null,null,"29563/2005","Technické služby Strakonice s.r.o.","Měto Strakonice","3111-755940-00251810-2/1","STUDNA ZA RÁJEM",null,"zrušeno 3960/2016","Strakonice","Strakonice","vodovod","Ing. Luděk Míka",null,"KUCBAWZ0DTQ2"]
["2005-11-23","2005-12-21","2005-01-07",null,null,"29563/2005","Technické služby Strakonice s.r.o.","Měto Strakonice","3111-755940-00251810-2/2","STUDNA ST.DRAŽEJOV-posílení",null,"zrušeno 3960/2016","Strakonice","Strakonice","vodovod","Ing. Luděk Míka",null,"KUCBAWZ0DTQ2"]
["2005-11-23","2005-12-21","2005-01-07",null,null,"29563/2005","Technické služby Strakonice s.r.o.","Měto Strakonice","3111-755940-00251810-1/5","PŘ  I ST.DRAŽEJOV (STUDNA – ČS)",null,"zrušeno 3960/2016","Strakonice","Strakonice","vodovod","Ing. Luděk Míka",null,"KUCBAWZ0DTQ2"]
["2005-11-23","2005-12-21","2005-01-07",null,null,"29563/2005","Technické služby Strakonice s.r.o.","Měto Strakonice","3111-755940-00251810-1/6","PŘ II ST.DRAŽEJOV (ČS – VDJ)",null,"zrušeno 3960/2016","Strakonice","Strakonice","vodovod","Ing. Luděk Míka",null,"KUCBAWZ0DTQ2"]
["2005-11-23","2005-12-21","2005-01-07",null,null,"29563/2005","Technické služby Strakonice s.r.o.","Měto Strakonice","3111-755915-00251810-1/1","RVS STRAKONICE",null,"zrušeno 3960/2016","Strakonice","Strakonice","vodovod","Ing. Luděk Míka",null,"KUCBAWZ0DTQ2"]
["2005-11-23","2005-12-21","2005-01-07",null,null,"29563/2005","Technické služby Strakonice s.r.o.","Měto Strakonice","3111-755940-00251810-1/1","RVS ZA RÁJEM",null,"zrušeno 3960/2016","Strakonice","Strakonice","vodovod","Ing. Luděk Míka",null,"KUCBAWZ0DTQ2"]
["2005-11-23","2005-12-21","2005-01-07",null,null,"29563/2005","Technické služby Strakonice s.r.o.","Měto Strakonice","3111-755940-00251810-1/3","PŘ IV VDJ KUŘIDLO – ČS ZA RÁJEM",null,"zrušeno 3960/2016","Strakonice","Strakonice","vodovod","Ing. Luděk Míka",null,"KUCBAWZ0DTQ2"]
["2006-02-07","2006-02-28","2006-03-23",null,null,"3935/2006","Technické služby Strakonice s.r.o.","Město Strakonice, Obec Katovice, Obec Mutěnice, Obec Radošovice, obec Pracejovice","3111-726940-00251810-2/1","ÚV Pracejovice",null,"zrušeno 92603/2015","Strakonice","Strakonice","vodovod","Ing. Luděk Míka",null,"KUCBAWZ0DTX3"]
["2006-02-07","2006-02-28","2006-03-23",null,null,"3935/2006","Technické služby Strakonice s.r.o.","Město Strakonice, Obec Katovice, Obec Mutěnice, Obec Radošovice, obec Pracejovice","3111-726940-00251810-2/2","prameniště Pracejovice",null,"zrušeno 92603/2015","Strakonice","Strakonice","vodovod","Ing. Luděk Míka",null,"KUCBAWZ0DTX3"]
["2006-02-07","2006-02-28","2006-03-23",null,null,"3935/2006","Technické služby Strakonice s.r.o.","Město Strakonice, Obec Katovice, Obec Mutěnice, Obec Radošovice, obec Pracejovice","3111-726940-00251810-2/3","břehový jímací objekt",null,"zrušeno 92603/2015","Strakonice","Strakonice","vodovod","Ing. Luděk Míka",null,"KUCBAWZ0DTX3"]
["2005-12-14","2006-01-04","2006-01-25",null,null,"234/2006","Obec Červený Hrádek","Obec Červený Hrádek","3104-621064-00766714-1/1","vodovodní řad Červený Hrádek",null,null,"Dačice","Červený Hrádek","vodovod","Zdeněk Nosek",null,"KUCBAWZ0DTQ2"]
["2005-12-14","2006-01-04","2006-01-25",null,null,"234/2006","Obec Červený Hrádek","Obec Červený Hrádek","3104-621064-00766714-3/1","kanalizační stoky Červený Hrádek",null,null,"Dačice","Červený Hrádek","kanalizace","Zdeněk Nosek",null,"KUCBAWZ0DTQ2"]
["2005-12-14","2006-01-04","2006-01-25",null,null,"234/2006","Obec Červený Hrádek","Obec Červený Hrádek","3104-621064-00766714-2/1","ÚV Červený Hrádek",null,null,"Dačice","Červený Hrádek","vodovod","Zdeněk Nosek",null,"KUCBAWZ0DTQ2"]
["2005-12-22","2006-01-27","2006-02-22",null,null,"258/2006","Obec Kváskovice","Obec Kváskovice","3111-678201-00667625-3/1","Stoková síť Kváskovice - V1",null,"změna 26676/2022","Strakonice","Kváskovice","kanalizace","Ing. Luděk Míka",null,"KUCBAWZ0DTQ2"]
["2005-12-22","2006-01-27","2006-02-22",null,null,"258/2006","Obec Kváskovice","Obec Kváskovice","3111-678201-00667625-3/2","Stoková síť Kváskovice - V2",null,"změna 26676/2022","Strakonice","Kváskovice","kanalizace","Ing. Luděk Míka",null,"KUCBAWZ0DTQ2"]
["2002-09-25","2002-10-18","2002-11-09",null,null,"3233/02/Sn","Město Chýnov","Město Chýnov",null,"Vodovod Chýnov","Tábor","zrušeno 332/2006","Tábor","Chýnov","vodovod","Josef Vavřinec","???????????","KUCBAWZ0DRVR"]
["2002-09-25","2002-10-18","2002-11-09",null,null,"3233/02/Sn","Město Chýnov","Město Chýnov",null,"kanalizace Chýnov","Tábor","zrušeno 332/2006","Tábor","Chýnov","kanalizace","Josef Vavřinec",null,"KUCBAWZ0DRVR"]
["2003-12-22","2004-01-09","2004-01-29",null,null,"9123/03","Město Chýnov","Město Chýnov",null,"Vodovod Dobronice u Chýnova",null,"zrušeno 332/2006","Tábor","Chýnov","vodovod","Josef Vavřinec","podzemní","KUCBAWZ0DSHI"]
["2005-12-13","2006-01-27","2006-02-15",null,null,"332/2006","Chýnovská majetková s.r.o.","Město Chýnov","3112-627399-00252387-1/1","Dobronice u Chýnova - vodovod",null,"změna 12352/2015,  19154/2019, zrušeno 83270/2023","Tábor","Chýnov","vodovod","Ing. Václav Fučík",null,"KUCBAWZ0DTQ2"]
["2005-12-13","2006-01-27","2006-02-15",null,null,"332/2006","Chýnovská majetková s.r.o.","Město Chýnov","3112-655473-00252387-1/1","Chýnov - vodovod",null,"změna 12352/2015,  19154/2019, zrušeno 83270/2023","Tábor","Chýnov","vodovod","Ing. Václav Fučík",null,"KUCBAWZ0DTQ2"]
["2015-03-13","2015-04-20","2015-05-13",null,null,"21122/2015","Chýnovská majetková s.r.o.","Město Chýnov","3112-655481-00252387-3/1","Stoková síť -  Záhostice",null,"zrušeno 83270/2023","Tábor","Chýnov","kanalizace","Patrik Tomášek",null,"KUCBAWZ0DU5S"]
["2005-12-13","2006-01-27","2006-02-15",null,null,"332/2006","Chýnovská majetková s.r.o.","Město Chýnov","3112-655473-00252387-3/1","Chýnov - kanalizace",null,"změna 12352/2015,  19154/2019, zrušeno 83270/2023","Tábor","Chýnov","kanalizace","Ing. Václav Fučík",null,"KUCBAWZ0DTQ2"]
["2007-06-22","2007-08-08","2007-09-06",null,null,"20932/2007","Chýnovská majetková s.r.o.","Město Chýnov","3112-655481-00252387-1/1","vodovod Záhostice",null,"změna 21122/2015, zrušeno 83270/2023","Tábor","Chýnov","vodovod","Ing. Václav Fučík",null,"KUCBAWZ0DU5S"]
["2005-12-13","2006-01-27","2006-02-15",null,null,"332/2006","Chýnovská majetková s.r.o.","Město Chýnov","3112-655473-00252387-4/1","ČOV Chýnov",null,"změna 12352/2015,  19154/2019, změněno 83270/2023","Tábor","Chýnov","kanalizace","Ing. Václav Fučík",null,"KUCBAWZ0DTQ2"]
["2005-12-13","2006-01-27","2006-02-15",null,null,"332/2006","Chýnovská majetková s.r.o.","Město Chýnov","3112-666572-00252387-4/1","ČOV Kloužovice",null,"změna 12352/2015,  19154/2019, změněno 83270/2023","Tábor","Chýnov","kanalizace","Ing. Václav Fučík",null,"KUCBAWZ0DTQ2"]
["2015-03-13","2015-04-20","2015-05-13",null,null,"21122/2015","Chýnovská majetková s.r.o.","Město Chýnov","3112-655481-00252387-4/1","ČOV Záhostice",null,"změněno 83270/2023","Tábor","Chýnov","kanalizace","Ing. Václav Fučík",null,"KUCBAWZ0DU5S"]
["2023-06-29","2023-07-31","2023-08-24",null,null,"83270/2023\n95212/2023","Chýnovská majetková s.r.o.","Město Chýnov","3112-666572-00252387-3/1","SS Kloužovice",null,null,"Tábor","Chýnov","kanalizace","Ing. Václav Fučík"]
["2023-06-29","2023-07-31","2023-08-24",null,null,"83270/2023\n95212/2023","Chýnovská majetková s.r.o.","Město Chýnov","3112-627399-00252387-3/1","SS Dobronice u Chýnova",null,null,"Tábor","Chýnov","kanalizace","Ing. Václav Fučík"]
["2023-06-29","2023-07-31","2023-08-24",null,null,"83270/2023\n95212/2023","Chýnovská majetková s.r.o.","Město Chýnov","3112-655481-00252387-3/1","SS Záhostice",null,null,"Tábor","Chýnov","kanalizace","Ing. Václav Fučík"]
["2023-06-29","2023-07-31","2023-08-24",null,null,"83270/2023\n95212/2023","Chýnovská majetková s.r.o.","Město Chýnov","3112-655473-00252387-3/1","SS Chýnov",null,null,"Tábor","Chýnov","kanalizace","Ing. Václav Fučík"]
["2023-06-29","2023-07-31","2023-08-24",null,null,"83270/2023\n95212/2023","Chýnovská majetková s.r.o.","Město Chýnov","3112-655473-00252387-2/1","Jímací zářezy Rutice",null,null,"Tábor","Chýnov","vodovod","Ing. Václav Fučík"]
["2023-06-29","2023-07-31","2023-08-24",null,null,"83270/2023\n95212/2023","Chýnovská majetková s.r.o.","Město Chýnov","3112-655481-00252387-2/1","ÚV Záhostice + jímací vrt Z-4",null,null,"Tábor","Chýnov","vodovod","Ing. Václav Fučík"]
["2023-06-29","2023-07-31","2023-08-24",null,null,"83270/2023\n95212/2023","Chýnovská majetková s.r.o.","Město Chýnov","3112-652822-00252387-2/1","Pramenní jímka Rutice",null,null,"Tábor","Chýnov","vodovod","Ing. Václav Fučík"]
["2023-06-29","2023-07-31","2023-08-24",null,null,"83270/2023\n95212/2023","Chýnovská majetková s.r.o.","Město Chýnov","3112-627399-00252387-2/1","Vrt HV2 - Dobronice u Chýnova",null,null,"Tábor","Chýnov","vodovod","Ing. Václav Fučík"]
["2023-06-29","2023-07-31","2023-08-24",null,null,"83270/2023\n95212/2023","Chýnovská majetková s.r.o.","Město Chýnov","3112-655481-00252387-1/1","RVS Záhostice (včetně VDJ)",null,null,"Tábor","Chýnov","vodovod","Ing. Václav Fučík"]
["2023-06-29","2023-07-31","2023-08-24",null,null,"83270/2023\n95212/2023","Chýnovská majetková s.r.o.","Město Chýnov","3112-655473-00252387-1/2","RVS Chýnov (včetně VDJ a 1 ks ČS)",null,null,"Tábor","Chýnov","vodovod","Ing. Václav Fučík"]
["2023-06-29","2023-07-31","2023-08-24",null,null,"83270/2023\n95212/2023","Chýnovská majetková s.r.o.","Město Chýnov","3112-655473-00252387-1/1","PŘ pramenní jímka Rutice - VDJ Chýnov",null,null,"Tábor","Chýnov","vodovod","Ing. Václav Fučík"]
["2023-06-29","2023-07-31","2023-08-24",null,null,"83270/2023\n95212/2023","Chýnovská majetková s.r.o.","Město Chýnov","3112-627399-00252387-1/1","RVS Dobronice u Chýnova (včetně ČS ve vrtu a VDJ)",null,null,"Tábor","Chýnov","vodovod","Ing. Václav Fučík"]
["2006-01-13","2006-01-27","2006-02-15",null,null,"1037/2006","Jihočeská drůbež Mirovice, a.s. ","Jihočeská drůbež Mirovice, a.s. ","3108-695726-61672696-3/3","stoková síť",null,"změna rozhodnutí č.608 č.j. 2706/2006","Písek","Mirovice","kanalizace","Jan Spousta",null,"KUCBAWZ0DTQ2"]
["2006-01-25","2006-02-20","2006-03-09",null,null,"2709/2006","Jihočeská drůbež Mirovice, a.s. ","Jihočeská drůbež Mirovice, a.s. ","3108-695726-61672696-1/2","rozvodná vodovodní síť ",null,"zrušeno 45477/2019","Písek","Mirovice","vodovod","Luboš Baček",null,"KUCBAWZ0DTQ2"]
["2006-01-25","2006-02-20","2006-03-09",null,null,"2709/2006","Jihočeská drůbež Mirovice, a.s. ","Jihočeská drůbež Mirovice, a.s. ","3108-695726-61672696-3/1","stoková síť",null,"zrušeno 45477/2019","Písek","Mirovice","kanalizace","Luboš Baček",null,"KUCBAWZ0DTQ2"]
["2006-01-30","2006-02-01","2006-02-22",null,null,"2784/2006","ČEVAK a.s.","Obec Střítež","3106-739961-00583774-1/1","RVS Kaplice nádraží",null,"zrušeno 47512/2024","Kaplice","Střítež","vodovod",null,null,"KUCBAWZ0DTQ2"]
["2006-01-30","2006-02-01","2006-02-22",null,null,"2784/2006","ČEVAK a.s.","Obec Střítež","3106-739961-00583774-3/1","stoková síť Kaplice nádraží",null,"zrušeno 47512/2024","Kaplice","Střítež","kanalizace",null,null,"KUCBAWZ0DTQ2"]
["2006-01-30","2006-02-01","2006-02-22",null,null,"2784/2006","ČEVAK a.s.","Obec Střítež","3106-739961-00583774-4/1","ČOV Kaplice nádraží",null,"zrušeno 47512/2024","Kaplice","Střítež","kanalizace",null,null,"KUCBAWZ0DTQ2"]
["2007-01-23","2007-03-07","2007-03-27",null,null,"4067/2007","ČEVAK a.s.","Obec Střítež","3106-739961-00583774-2/1","Prameniště Hubenov (Osovský Dvůr) - 3 studny",null,"zrušeno 47512/2024","Kaplice","Střítež","vodovod",null,null,"KUCBAWZ0DU4X"]
["2007-01-23","2007-03-07","2007-03-27",null,null,"4067/2007","ČEVAK a.s.","Obec Střítež","3106-739961-00583774-1/2","PŘ prameniště Hubenov - VDJ Osovský Dvůr",null,"zrušeno 47512/2024","Kaplice","Střítež","vodovod",null,null,"KUCBAWZ0DU4X"]
["2007-01-23","2007-03-07","2007-03-27",null,null,"4067/2007","ČEVAK a.s.","Obec Střítež","3106-739961-00583774-1/3","PŘ VDJ Osovský Dvůr - AŠ Raveň",null,"zrušeno 47512/2024","Kaplice","Střítež","vodovod",null,null,"KUCBAWZ0DU4X"]
["2007-01-23","2007-03-07","2007-03-27",null,null,"4067/2007","ČEVAK a.s.","Obec Střítež","3106-739961-00583774-1/4","RVS Raveň",null,"zrušeno 47512/2024","Kaplice","Střítež","vodovod",null,null,"KUCBAWZ0DU4X"]
["2024-04-10","2024-05-02","2024-05-18",null,null,"47512/2024","ČEVAK a.s.","Obec Střítež","3106-739961-00583774-1/1   ","Střítež - Kaplice - nádraží - vodovodní síť",null,null,"Kaplice","Střítež","vodovod","Ing. Olga Štíchová"]
["2024-04-10","2024-05-02","2024-05-18",null,null,"47512/2024","ČEVAK a.s.","Obec Střítež","3106-739961-00583774-1/2   ","Střítež přív.řad: prameniště Osovský Dvůr - VDJ Osovský Dvůr",null,null,"Kaplice","Střítež","vodovod","Ing. Olga Štíchová"]
["2024-04-10","2024-05-02","2024-05-18",null,null,"47512/2024","ČEVAK a.s.","Obec Střítež","3106-739961-00583774-1/3 ","Střítež - Raveň - vodovodní síť",null,null,"Kaplice","Střítež","vodovod","Ing. Olga Štíchová"]
["2024-04-10","2024-05-02","2024-05-18",null,null,"47512/2024","ČEVAK a.s.","Obec Střítež","3106-739961-00583774-2/1","Střítež - prameniště Osovský Dvůr",null,null,"Kaplice","Střítež","vodovod","Ing. Olga Štíchová"]
["2024-04-10","2024-05-02","2024-05-18",null,null,"47512/2024","ČEVAK a.s.","Obec Střítež","3106-739961-00583774-3/1   ","Střítež - Kaplice - nádraží, Raveň - stoková síť",null,null,"Kaplice","Střítež","kanalizace","Ing. Olga Štíchová"]
["2024-04-10","2024-05-02","2024-05-18",null,null,"47512/2024","ČEVAK a.s.","Obec Střítež","3106-739961-00583774-4/1","Střítež - Kaplice - nádraží - ČOV",null,null,"Kaplice","Střítež","kanalizace","Ing. Olga Štíchová"]
["2006-01-30","2006-02-01","2006-02-22",null,null,"2783/2006","VaK JČ a.s.","Město Dačice","3104-624403-00246476-3/4","kanalizace Dačice",null,"zrušeno 26965/2019",null,null,null,null,null,"KUCBAWZ0DTQ2"]
["2006-01-30","2006-02-01","2006-02-22",null,null,"2783/2006","ČEVAK a.s.","Město Dačice","3104-607533-00246476-3/1","kanalizace Borek",null,"změněno 26965/2019, 40330/2020, zrušeno 73683/2022","Dačice","Dačice","kanalizace","Ing. Martin Kalač",null,"KUCBAWZ0DTQ2"]
["2019-02-27","2019-04-26","2019-05-15",null,null,"26965/2019","ČEVAK a.s.","Město Dačice","3104-624403-00246476-3/2","Dačice + Toužim, stoková síť",null,"změněno 40330/2020, zrušeno 73683/2022","Dačice","Dačice","kanalizace","Ing. Martin Kalač",null,"KUCBAWZ0F2SB"]
["2019-02-27","2019-04-26","2019-05-15",null,null,"26965/2019","ČEVAK a.s.","Město Dačice","3104-624403-00246476-3/3","Bílkov - Borek - Dačice přiváděcí stoka, kanalizace",null,"změněno 40330/2020, zrušeno 73683/2022","Dačice","Dačice","kanalizace","Ing. Martin Kalač",null,"KUCBAWZ0F2SB"]
["2020-03-16","2020-04-14","2020-05-05",null,null,"40330/2019","ČEVAK a.s.","Město Dačice","3104-651770-00246476-3/1","Hradišťko, kanalizace do VKV",null,"zrušeno 73683/2022","Dačice","Dačice","kanalizace","Ing. Martin Kalač"]
["2020-03-16","2020-04-14","2020-05-05",null,null,"40330/2019","ČEVAK a.s.","Město Dačice","3104-629855-00246476-3/1","Hostkovice, kanalizace do VKV",null,"zrušeno 73683/2022","Dačice","Dačice","kanalizace","Ing. Martin Kalač"]
["2006-01-30","2006-02-01","2006-02-22",null,null,"2783/2006","VaK JČ a.s.","Město Dačice","3104-607533-00246476-4/1","ČOV Borek",null,"zrušeno 29497/2011 ze dne 15.8.2011",null,null,null,null,null,"KUCBAWZ0DTQ2"]
["2006-01-30","2006-02-01","2006-02-22",null,null,"2782/2006","VaK JČ a.s.","Město Slavonice","3104-750361-00247456-3/1","Slavonice, kanalizace",null,"zrušeno 77551/2022",null,null,null,null,null,"KUCBAWZ0DTQ2"]
["2006-01-30","2006-02-01","2006-02-22",null,null,"2782/2006","VaK JČ a.s.","Město Slavonice","3104-750352-00247456-3/1","Mutišov, kanalizace",null,"zrušeno 77551/2022",null,null,null,null,null,"KUCBAWZ0DTQ2"]
["2006-01-30","2006-02-01","2006-02-22",null,null,"2782/2006","ČEVAK a.s.","Město Slavonice","3104-750361-00247456-4/1","Slavonice, ČOV",null,"změna 77551/2022","Dačice","Slavonice","kanalizace","Ing. Martin Kalač",null,"KUCBAWZ0DTQ2"]
["2006-01-30","2006-02-01","2006-02-22",null,null,"2782/2006","ČEVAK a.s.","Město Slavonice","3104-750352-00247456-4/1","Mutišov, ČOV",null,"změna 77551/2022","Dačice","Slavonice","kanalizace","Ing. Martin Kalač",null,"KUCBAWZ0DTQ2"]
["2022-06-20","2022-07-08","2022-07-27",null,null,"77551/2022","ČEVAK a.s.","Město Slavonice","3104-750352-00247456-3/1","Slavonice – Mutišov – stoková síť",null,null,"Dačice","Slavonice","kanalizace","Ing. Martin Kalač"]
["2022-06-20","2022-07-08","2022-07-27",null,null,"77551/2022","ČEVAK a.s.","Město Slavonice","3104-750361-00247456-3/1","Slavonice – stoková síť",null,null,"Dačice","Slavonice","kanalizace","Ing. Martin Kalač"]
["2022-06-20","2022-07-08","2022-07-27",null,null,"77551/2022","ČEVAK a.s.","Město Slavonice","3104-750361-00247456-1/1","Slavonice – vodovodní síť (město)",null,null,"Dačice","Slavonice","vodovod","Ing. Martin Kalač"]
["2006-01-30","2006-02-01","2006-02-22",null,null,"2781/2006","ČEVAK a.s.","Město Nová Bystřice","3105-704971-00247138-3/1","Nová Bystřice, kanalizace",null,"změna 77552/2022","Jindřichův Hradec","Nová Bystřice","kanalizace","Ing. Martin Kalač",null,"KUCBAWZ0DTQ2"]
["2006-01-18","2006-02-22","2006-03-21",null,null,"2843/2006","Obec Velký Ratmírov","Obec Velký Ratmírov","3105-779709-00666556-3/1","kanalizační řad Velký Ratmírov",null,null,"Jindřichův Hradec","Velký Ratmírov","kanalizace","Jaroslav Podzimek",null,"KUCBAWZ0DTQ2"]
["2006-01-18","2006-02-22","2006-03-21",null,null,"2843/2006","Obec Velký Ratmírov","Obec Velký Ratmírov","3105-779709-00666556-4/1","ČOV Velký Ratmírov",null,null,"Jindřichův Hradec","Velký Ratmírov","kanalizace","Jaroslav Podzimek",null,"KUCBAWZ0DTQ2"]
["2006-02-15","2006-02-22","2006-03-16",null,null,"5361/2006","ČEVAK a.s.","Obec Roudné","3102-741612-00245372-1/1","RVS Roudné",null,null,"České Budějovice","Roudné","vodovod","Ing. Olga Štíchová",null,"KUCBAWZ0DTX3"]
["2006-02-15","2006-02-22","2006-03-16",null,null,"5363/2006","ČEVAK a.s.","Obec Ločenice","3113-686301-00245208-3/1","Stoková síť Ločenice",null,"změna 3374/2013, zrušeno  99579/2024","Trhové Sviny","Ločenice","kanalizace","Ing. Olga Štíchová",null,"KUCBAWZ0DTX3"]
["2006-02-15","2006-02-22","2006-03-16",null,null,"5363/2006","ČEVAK a.s.","Obec Ločenice","3113-686301-00245208-4/1","ČOV Ločenice",null,"změna 3374/2013, zrušeno  99579/2024","Trhové Sviny","Ločenice","kanalizace","Ing. Olga Štíchová",null,"KUCBAWZ0DTX3"]
["2013-01-18","2013-02-11","2013-03-01",null,null,"3374/2013","ČEVAK a.s.","Obec Ločenice","3113-686310-00245208-3/1","Stoková síť Nesmeň",null,"zrušeno  99579/2024","Trhové Sviny","Ločenice","kanalizace","Ing. Olga Štíchová",null,"KUCBAWZ0DTX3"]
["2006-02-15","2006-03-13","2006-03-31",null,null,"5378/2006","Obec Bednáreček","Obec Bednáreček","3105-601357-00666874-1/1","RVS Bednáreček",null,null,"Jindřichův Hradec","Bednáreček","vodovod","František Kupec",null,"KUCBAWZ0DTX3"]
["2006-02-15","2006-03-13","2006-03-31",null,null,"5378/2006","Obec Bednáreček","Obec Bednáreček","3105-601357-00666874-2/1","ÚV Bednáreček",null,null,"Jindřichův Hradec","Bednáreček","vodovod","František Kupec",null,"KUCBAWZ0DTX3"]
["2006-02-15","2006-03-13","2006-03-31",null,null,"5378/2006","Obec Bednáreček","Obec Bednáreček","3105-601357-00666874-3/1","KS Bednáreček",null,null,"Jindřichův Hradec","Bednáreček","kanalizace","František Kupec",null,"KUCBAWZ0DTX3"]
["2006-01-31","2006-03-17","2006-04-11",null,null,"4761/2006","Miloslav Nezdara","Obec Strmilov","3105-717509-00247511-1/1","RVS Palupín",null,"zrušeno 148119/2018","Jindřichův Hradec","Strmilov","vodovod","Milan Nezdara",null,"KUCBAWZ0DTX3"]
["2006-01-31","2006-03-17","2006-04-11",null,null,"4761/2006","Miloslav Nezdara","Obec Strmilov","3105-717509-00247511-2/1","ATS Palupín",null,"zrušeno 148119/2018","Jindřichův Hradec","Strmilov","vodovod","Milan Nezdara",null,"KUCBAWZ0DTX3"]
["2006-01-31","2006-03-17","2006-04-11",null,null,"4761/2006","Miloslav Nezdara","Obec Strmilov","3105-717509-00247511-3/1","KS Palupín",null,"zrušeno 148119/2018","Jindřichův Hradec","Strmilov","kanalizace","Milan Nezdara",null,"KUCBAWZ0DTX3"]
["2006-01-31","2006-03-17","2006-04-11",null,null,"4761/2006","Miloslav Nezdara","Obec Strmilov","3105-756962-00247511-1/1","RVS Kunžatecká ulice",null,"zrušeno 148119/2018","Jindřichův Hradec","Strmilov","vodovod","Milan Nezdara",null,"KUCBAWZ0DTX3"]
["2006-01-31","2006-03-17","2006-04-11",null,null,"4761/2006","Miloslav Nezdara","Obec Strmilov","3105-756962-00247511-2/1","studna Kunžatecká ulice",null,"zrušeno 148119/2018","Jindřichův Hradec","Strmilov","vodovod","Milan Nezdara",null,"KUCBAWZ0DTX3"]
["2006-02-24","2006-02-28","2006-03-22",null,null,"5874/2006","Obec Ostrovec","Obec Ostrovec","3108-716138-00249963-1/1","RVS Ostrovec",null,"změna 61470/2016","Písek","Ostrovec","vodovod","Dušan Ország",null,"KUCBAWZ0DTX3"]
["2006-03-06","2006-03-22","2006-04-12",null,null,"6698/2006","Obec Cerhonice","Obec Cerhonice","3108-617571-00511714-3/1","KS Cerhonice",null,null,"Písek","Cerhonice","kanalizace","Jaromír Jiroušek",null,"KUCBAWZ0DTX3"]
["2006-03-03","2006-04-19","2006-05-11",null,null,"6756/2006","ČEVAK a.s.","Obec Katovice","3111-664529-00251305-1/1","RVS Katovice",null,null,"Strakonice","Katovice","vodovod",null,null,"KUCBAWZ0DTX3"]
["2006-03-03","2006-04-19","2006-05-11",null,null,"6756/2006","ČEVAK a.s.","Obec Katovice","3111-664529-00251305-3/1","Stoková síť Katovice",null,null,"Strakonice","Katovice","kanalizace",null,null,"KUCBAWZ0DTX3"]
["2006-03-03","2006-04-19","2006-05-11",null,null,"6756/2006","ČEVAK a.s.","Obec Katovice","3111-664529-00251305-4/1","ČOV Katovice",null,null,"Strakonice","Katovice","kanalizace",null,null,"KUCBAWZ0DTX3"]
["2006-03-06","2006-03-10","2006-03-30",null,null,"6787/2006","ČEVAK a.s.","Obec Opařany","3112-711438-00252638-3/1","SS Opařany",null,"změna 59536/2022, zrušeno 39968/2024","Tábor","Opařany","kanalizace","Ing. Olga Štíchová",null,"KUCBAWZ0DTX3"]
["2006-03-06","2006-03-10","2006-03-30",null,null,"6787/2006","ČEVAK a.s.","Obec Opařany","3112-711438-00252638-4/1","ČOV Opařany",null,"změna 59536/2022, zrušeno 39968/2024","Tábor","Opařany","kanalizace","Ing. Olga Štíchová",null,"KUCBAWZ0DTX3"]
["2006-03-06","2006-03-10","2006-03-30",null,null,"6787/2006","ČEVAK a.s.","Obec Opařany","3112-748773-00252638-1/1","PŘ VDJ Hodušín – VDJ Skrýchov(včetně VDJ)",null,"změna 59536/2022, zrušeno 39968/2024","Tábor","Opařany","vodovod","Ing. Olga Štíchová",null,"KUCBAWZ0DTX3"]
["2006-03-06","2006-03-10","2006-03-30",null,null,"6787/2006","ČEVAK a.s.","Obec Opařany","3112-748773-00252638-1/2","RVS Skrýchov u Opařan",null,"změna 59536/2022, zrušeno 39968/2024","Tábor","Opařany","vodovod","Ing. Olga Štíchová",null,"KUCBAWZ0DTX3"]
["2006-03-06","2006-03-10","2006-03-30",null,null,"6787/2006","ČEVAK a.s.","Obec Opařany","3112-711438-00252638-1/1","PŘ z VDJ Skrýchov do Opařan",null,"změna 59536/2022, zrušeno 39968/2024","Tábor","Opařany","vodovod","Ing. Olga Štíchová",null,"KUCBAWZ0DTX3"]
["2006-03-06","2006-03-10","2006-03-30",null,null,"6787/2006","ČEVAK a.s.","Obec Opařany","3112-711438-00252638-1/2","RVS Opařany",null,"změna 59536/2022, zrušeno 39968/2024","Tábor","Opařany","vodovod","Ing. Olga Štíchová",null,"KUCBAWZ0DTX3"]
["2022-05-13","2022-06-01","2022-06-17",null,null,"59536/2022","ČEVAK a.s.","Obec Opařany","3112-711446-00252638-4/1","ČOV Podboří",null," zrušeno 39968/2024","Tábor","Opařany","kanalizace","Ing. Olga Štíchová"]
["2022-05-13","2022-06-01","2022-06-17",null,null,"59536/2022","ČEVAK a.s.","Obec Opařany","3112-711446-00252638-3/1","stoková síť Podboří",null," zrušeno 39968/2024","Tábor","Opařany","kanalizace","Ing. Olga Štíchová"]
["2024-03-21","2024-04-24","2024-05-11",null,null,"39968/2024","ČEVAK a.s.","Obec Opařany","3112-711438-00252638-1/1","Opařany, Skrýchov u Opařan - vodovodní síť",null,null,"Tábor","Opařany","vodovod","Ing. Olga Štíchová"]
["2024-03-21","2024-04-24","2024-05-11",null,null,"39968/2024","ČEVAK a.s.","Obec Opařany","3112-711438-00252638-3/1","Opařany - stoková síť",null,null,"Tábor","Opařany","kanalizace","Ing. Olga Štíchová"]
["2024-03-21","2024-04-24","2024-05-11",null,null,"39968/2024","ČEVAK a.s.","Obec Opařany","3112-711438-00252638-4/1","Opařany - ČOV",null,null,"Tábor","Opařany","kanalizace","Ing. Olga Štíchová"]
["2024-03-21","2024-04-24","2024-05-11",null,null,"39968/2024","ČEVAK a.s.","Obec Opařany","3112-711446-00252638-3/1","Opařany - Podboří - stoková síť",null,null,"Tábor","Opařany","kanalizace","Ing. Olga Štíchová"]
["2024-03-21","2024-04-24","2024-05-11",null,null,"39968/2024","ČEVAK a.s.","Obec Opařany","3112-711446-00252638-4/1","Opařany - Podboří - ČOV",null,null,"Tábor","Opařany","kanalizace","Ing. Olga Štíchová"]
["2024-03-21","2024-04-24","2024-05-11",null,null,"39968/2024","ČEVAK a.s.","Obec Opařany","3112-711446-00252638-1/1","Opařany - Podboří - vodovodní síť",null,null,"Tábor","Opařany","vodovod","Ing. Olga Štíchová"]
["2006-03-06","2006-03-10","2006-03-30",null,null,"6791/2006","ČEVAK a.s.","Obec Tučapy","3110-771201-00253049-4/1","ČOV Tučapy",null,"změna 123700/2025","Soběslav","Tučapy","kanalizace",null,null,"KUCBAWZ0DTX3"]
["2006-03-06","2006-03-10","2006-03-30",null,null,"6796/2006","ČEVAK a.s.","Obec Košice","3112-670812-00252468-1/5","PŘ Košice (VSJČ - do VDJ)",null,"změna 10156/2012, zrušeno 97377/2025","Tábor","Košice","vodovod","Ing. Olga Štíchová",null,"KUCBAWZ0DTX3"]
["2006-03-06","2006-03-10","2006-03-30",null,null,"6796/2006","VaK JČ a.s.","Obec Mirkovice","3103-695297-00246000-1/3","PŘ Chabičovice - RŠ Svachova Lhotka",null,"zrušeno 54673/2023",null,null,null,null,null,"KUCBAWZ0DTX3"]
["2006-03-06","2006-03-10","2006-03-30",null,null,"6796/2006","VaK JČ a.s.","Obec Mirkovice","3103-695297-00246000-1/4","RVS Svachova Lhotka",null,"zrušeno 54673/2023",null,null,null,null,null,"KUCBAWZ0DTX3"]
["2023-04-27","2023-05-22","2023-06-07",null,null,"54673/2023","ČEVAK a.s.","Obec Mirkovice","3103-695297-00246000-1/1","Mirkovice – Chabičovice, Svachova Lhotka – vodovodní síť",null,null,"Český Krumlov","Mirkovice","vodovod","Ing. Martin Kalač"]
["2023-04-27","2023-05-22","2023-06-07",null,null,"54673/2023","ČEVAK a.s.","Obec Mirkovice","3103-695319-00246000-1/1","Mirkovice – vodovodní síť",null,null,"Český Krumlov","Mirkovice","vodovod","Ing. Martin Kalač"]
["2023-04-27","2023-05-22","2023-06-07",null,null,"54673/2023","ČEVAK a.s.","Obec Mirkovice","3103-695343-00246000-1/1","Mirkovice – Žaltice – vodovodní síť",null,null,"Český Krumlov","Mirkovice","kanalizace","Ing. Martin Kalač"]
["2023-04-27","2023-05-22","2023-06-07",null,null,"54673/2023","ČEVAK a.s.","Obec Mirkovice","3103-695319-00246000-3/1","Mirkovice – stoková síť",null,null,"Český Krumlov","Mirkovice","kanalizace","Ing. Martin Kalač"]
["2023-04-27","2023-05-22","2023-06-07",null,null,"54673/2023","ČEVAK a.s.","Obec Mirkovice","3103-695319-00246000-4/1","Mirkovice – ČOV",null,null,"Český Krumlov","Mirkovice","kanalizace","Ing. Martin Kalač"]
["2006-03-08","2006-03-13","2006-04-01",null,null,"6845/2006","Obec Smržov","Obec Smržov","3114-686701-00666939-3/1","KS Smržov",null,"změna rozhodnutí 7448/2009","Třeboň","Smržov","kanalizace","Ing. Jaroslav Hanzal",null,"KUCBAWZ0DTX3"]
["2009-03-19","2009-03-20","2009-04-10",null,null,"7448/2009","Obec Smržov","Obec Smržov","3114-686701-00666939-1/1","PŘ vodovod Smržov",null,null,"Třeboň","Smržov","vodovod","Ing. Jaroslav Hanzal",null,"KUCBAWZ0DTX3"]
["2009-03-19","2009-03-20","2009-04-10",null,null,"7448/2009","Obec Smržov","Obec Smržov","3114-686701-00666939-1/2","RVS Smržov",null,null,"Třeboň","Smržov","vodovod","Ing. Jaroslav Hanzal",null,"KUCBAWZ0DTX3"]
["2009-03-19","2009-03-20","2009-04-10",null,null,"7448/2009","Obec Smržov","Obec Smržov","3114-686701-00666939-2/1","Smržov HV1, HV2",null,null,"Třeboň","Smržov","vodovod","Ing. Jaroslav Hanzal",null,"KUCBAWZ0DTX3"]
["2006-03-08","2006-03-13","2006-04-04",null,null,"7072/2006","Ing. Jan Kepka","Ing. Jan Kepka","3114-739375-48230081-2/1","ÚV Rapšach",null,null,"Třeboň","Rapšach","vodovod","Ing. Jan Kepka",null,"KUCBAWZ0DTX3"]
["2006-03-08","2006-03-13","2006-04-04",null,null,"7072/2006","Ing. Jan Kepka","Ing. Jan Kepka","3114-739375-48230081-1/1","RVS Rapšach",null,null,"Třeboň","Rapšach","vodovod","Ing. Jan Kepka",null,"KUCBAWZ0DTX3"]
["2006-03-08","2006-03-13","2006-04-04",null,null,"7072/2006","Ing. Jan Kepka","Ing. Jan Kepka","3114-739375-48230081-1/2","PŘ Rapšach",null,null,"Třeboň","Rapšach","vodovod","Ing. Jan Kepka",null,"KUCBAWZ0DTX3"]
["2006-03-29","2006-05-12","2006-06-01",null,null,"10977/2006","Obec Dírná","Obec Dírná","3110-626091-00252166-3/1","Stoková síť Dírná",null,"Zastavení","Soběslav","Dírná","kanalizace","Vlastimil Hanzlík",null,"KUCBAWZ0DTX3"]
["2006-03-27","2006-05-22","2006-06-15",null,null,"10953/2006","Obec Cehnice","Obec Cehnice","3111-617393-00251038-3/1","KS Cehnice",null,"změna 67434/2013, změna 130469/2023","Strakonice","Cehnice","kanalizace","Martin Procházka",null,"KUCBAWZ0DTX3"]
["2013-12-06","2013-12-23","2014-01-14",null,null,"67434/2013","Obec Cehnice","Obec Cehnice","3111-617393-00251038-1/1","RVS Cehnice",null,"změna 130469/2023","Strakonice","Cehnice","vodovod","Martin Procházka",null,"KUCBAWZ0DTX3"]
["2013-12-06","2013-12-23","2014-01-14",null,null,"67434/2013","Obec Cehnice","Obec Cehnice","3111-617393-00251038-1/2","DŘ VSJČ – VDJ Cehnice",null,"změna 130469/2023","Strakonice","Cehnice","vodovod","Martin Procházka",null,"KUCBAWZ0DTX3"]
["2013-12-06","2013-12-23","2014-01-14",null,null,"67434/2013","Obec Cehnice","Obec Cehnice","3111-633844-00251038-1/1","PŘ   (ČS – VDJ Dunovice)",null,"změna 130469/2023","Strakonice","Cehnice","vodovod","Martin Procházka",null,"KUCBAWZ0DTX3"]
["2013-12-06","2013-12-23","2014-01-14",null,null,"67434/2013","Obec Cehnice","Obec Cehnice","3111-633844-00251038-1/2","RVS Dunovice",null,"změna 130469/2023","Strakonice","Cehnice","vodovod","Martin Procházka",null,"KUCBAWZ0DTX3"]
["2013-12-06","2013-12-23","2014-01-14",null,null,"67434/2013","Obec Cehnice","Obec Cehnice","3111-617393-00251038-1/3","PŘ   ČS-VDJ  Cehnice",null,"změna 130469/2023","Strakonice","Cehnice","vodovod","Martin Procházka",null,"KUCBAWZ0DTX3"]
["2013-12-06","2013-12-23","2014-01-14",null,null,"67434/2013","Obec Cehnice","Obec Cehnice","3111-617393-00251038-2/3","Vrty Cehnice HV1, HV2, HV4",null,"změna 130469/2023","Strakonice","Cehnice","vodovod","Martin Procházka",null,"KUCBAWZ0DTX3"]
["2013-12-06","2013-12-23","2014-01-14",null,null,"67434/2013","Obec Cehnice","Obec Cehnice","3111-633844-00251038-2/1","ČS Dunovice",null,"změna 130469/2023","Strakonice","Cehnice","vodovod","Martin Procházka",null,"KUCBAWZ0DTX3"]
["2013-12-06","2013-12-23","2014-01-14",null,null,"67434/2013","Obec Cehnice","Obec Cehnice","3111-617393-00251038-2/1","ČS Cehnice ",null,"změna 130469/2023","Strakonice","Cehnice","vodovod","Martin Procházka",null,"KUCBAWZ0DTX3"]
["2023-11-02","2023-11-21","2023-12-19",null,null,"130469/2023","Obec Cehnice","Obec Cehnice","3111-617393-00251038-4/1","ČOV Cehnice",null,null,"Strakonice","Cehnice","kanalizace","Martin Procházka"]
["2006-03-29","2006-05-16","2006-06-13",null,null,"10985/2006","Obec Zhoř u Tábora","Obec Zhoř u Tábora","3112-691933-00582476-3/1","stoková síť Zhoř u Tábora",null,null,"Tábor","Zhoř u Tábora","kanalizace","Josef Vavřinec",null,"KUCBAWZ0DTX3"]
["2006-03-29","2006-05-16","2006-06-07",null,null,"10978/2006","Obec Čimelice","Obec Čimelice","3108-623822-00249599-3/1","stoková síť Čimelice",null,"změna 22987/2014, zrušeno 18087/2023","Písek","Čimelice","kanalizace","Ing. Jan Topol",null,"KUCBAWZ0DTX3"]
["2006-04-04","2006-05-16","2006-06-06",null,null,"11036/2006","VaK JČ a.s.","Obec Olešnice","3113-794511-00245283-1/1","Přívodní řad VDJ Olešnice - AT stanice Buková",null,"zrušeno 62404/2015",null,null,null,null,null,"KUCBAWZ0DTYY"]
["2006-04-04","2006-05-16","2006-06-06",null,null,"11036/2006","VaK JČ a.s.","Obec Olešnice","3113-794511-00245283-1/2","RVS Buková",null,"zrušeno 62404/2015",null,null,null,null,null,"KUCBAWZ0DTYY"]
["2006-04-04","2006-05-16","2006-06-06",null,null,"11036/2006","VaK JČ a.s.","Obec Olešnice","3113-769380-00245283-1/1","RVS Lhotka",null,"zrušeno 62404/2015",null,null,null,null,null,"KUCBAWZ0DTYY"]
["2015-08-17","2015-09-03","2015-09-23",null,null,"62404/2015","ČEVAK a.s.","Obec Olešnice","3113-710334-00245283-1/1","Olešnice - výtl. řad: ÚV Olešnice - VDJ Olešnice",null,null,"Trhové Sviny","Olešnice","vodovod","Ing. Martin Kalač",null,"KUCBAWZ0DTYY"]
["2015-08-17","2015-09-03","2015-09-23",null,null,"62404/2015","ČEVAK a.s.","Obec Olešnice","3113-710334-00245283-1/2","Olešnice, Buková, Lhotka - vodovodní síť",null,null,"Trhové Sviny","Olešnice","vodovod","Ing. Martin Kalač",null,"KUCBAWZ0DTYY"]
["2006-04-04","2006-05-16","2006-06-06",null,null,"11038/2006","ČEVAK a.s.","Obec Nákří","3102-633151-00581798-3/1","stoková síť Nákří",null,"změna 47705/2025","České Budějovice","Nákří","kanalizace","Ing. Martin Kalač",null,"KUCBAWZ0DTYY"]
["2006-04-04","2006-05-16","2006-06-06",null,null,"11039/2006","VaK JČ a.s.","Obec Bradáčov","3112-608963-00512523-2/1","Vrt Br – 1a  Bradáčov",null,"zrušeno rozhodnutím 190/2009",null,null,null,null,null,"KUCBAWZ0DTYY"]
["2006-04-04","2006-05-16","2006-06-06",null,null,"11039/2006","VaK JČ a.s.","Obec Bradáčov","3112-608963-00512523-1/1","Výtlačný řad od jímacího vrtu Br-1a do ÚV Bradáčov",null,"zrušeno rozhodnutím 28507/2014",null,null,null,null,null,"KUCBAWZ0DTYY"]
["2006-04-04","2006-05-16","2006-06-06",null,null,"11039/2006","VaK JČ a.s.","Obec Bradáčov","3112-608963-00512523-2/2","ÚV Bradáčov",null,"zrušeno rozhodnutím 190/2009",null,null,null,null,null,"KUCBAWZ0DTYY"]
["2006-04-04","2006-05-16","2006-06-06",null,null,"11039/2006","VaK JČ a.s.","Obec Bradáčov","3112-608963-00512523-1/2","PŘ z ÚV Bradáčov do RVS Bradáčov",null,"zrušeno rozhodnutím 28507/2014",null,null,null,null,null,"KUCBAWZ0DTYY"]
["2006-04-04","2006-05-16","2006-06-06",null,null,"11039/2006","VaK JČ a.s.","Obec Bradáčov","3112-608963-00512523-1/3","RVS Bradáčov",null,"zrušeno rozhodnutím 28507/2014",null,null,null,null,null,"KUCBAWZ0DTYY"]
["2006-04-04","2006-05-16","2006-06-06",null,null,"11039/2006","VaK JČ a.s.","Obec Bradáčov","3112-608971-00512523-1/2","PŘ z ÚV Bradáčov do RVS Horní Světlá",null,"zrušeno rozhodnutím 28507/2014",null,null,null,null,null,"KUCBAWZ0DTYY"]
["2006-04-04","2006-05-16","2006-06-06",null,null,"11039/2006","VaK JČ a.s.","Obec Bradáčov","3112-608971-00512523-1/1","RVS Horní Světlá",null,"zrušeno rozhodnutím 28507/2014",null,null,null,null,null,"KUCBAWZ0DTYY"]
["2008-12-18","2009-01-20","2009-02-10",null,null,"190/2009","VaK JČ a.s.","Obec Bradáčov","3112-608963-00512523-2/1","ÚV Bradáčov (včetně vrtu Br-1a)",null,"zrušeno rozhodnutím 28507/2014",null,null,null,null,null,"KUCBAWZ0DTYY"]
["2014-05-05","2014-05-28","2014-06-13",null,null,"28507/2014","ČEVAK a.s.","Obec Bradáčov","3112-608963-00512532-1/1","Výtlačný řad od jímacího vrtu Br-1a do ÚV Bradáčov",null,"zrušeno 68707/2025","Tábor","Bradáčov","vodovod","Ing. Olga Štíchová",null,"KUCBAWZ0DTYY"]
["2014-05-05","2014-05-28","2014-06-13",null,null,"28507/2014","ČEVAK a.s.","Obec Bradáčov","3112-608963-00512532-1/2","PŘ z ÚV Bradáčov do RVS Bradáčov",null,"zrušeno 68707/2025","Tábor","Bradáčov","vodovod","Ing. Olga Štíchová",null,"KUCBAWZ0DTYY"]
["2014-05-05","2014-05-28","2014-06-13",null,null,"28507/2014","ČEVAK a.s.","Obec Bradáčov","3112-608963-00512532-1/3","RVS Bradáčov",null,"zrušeno 68707/2025","Tábor","Bradáčov","vodovod","Ing. Olga Štíchová",null,"KUCBAWZ0DTYY"]
["2014-05-05","2014-05-28","2014-06-13",null,null,"28507/2014","ČEVAK a.s.","Obec Bradáčov","3112-608971-00512532-1/2","PŘ z ÚV Bradáčov do RVS Horní Světlá",null,"zrušeno 68707/2025","Tábor","Bradáčov","vodovod","Ing. Olga Štíchová",null,"KUCBAWZ0DTYY"]
["2014-05-05","2014-05-28","2014-06-13",null,null,"28507/2014","ČEVAK a.s.","Obec Bradáčov","3112-608971-00512532-1/1","RVS Horní Světlá",null,"zrušeno 68707/2025","Tábor","Bradáčov","vodovod","Ing. Olga Štíchová",null,"KUCBAWZ0DTYY"]
["2014-05-05","2014-05-28","2014-06-13",null,null,"28507/2014","ČEVAK a.s.","Obec Bradáčov","3112-608963-00512532-2/1","ÚV Bradáčov (včetně vrtu Br-1a)",null,"změna 68707/2025","Tábor","Bradáčov","vodovod","Ing. Olga Štíchová",null,"KUCBAWZ0DTYY"]
["2025-06-04","2025-06-25","2025-07-11",null,null,"68707/2025","ČEVAK a.s.","Obec Bradáčov","3112-608963-00512532-1/1","Bradáčov - přív.řad: vrty - ÚV Bradáčov",null,null,"Tábor","Bradáčov","vodovod","Ing. Olga Štíchová"]
["2025-06-04","2025-06-25","2025-07-11",null,null,"68707/2025","ČEVAK a.s.","Obec Bradáčov","3112-608963-00512532-1/2","Bradáčov, Horní Světlá - vodovodní síť",null,null,"Tábor","Bradáčov","vodovod","Ing. Olga Štíchová"]
["2006-04-06","2006-05-16","2006-06-08",null,null,"11046/2006","Obec Skalice","Obec Skalice","3110-747891-00252867-4/1","ČOV Skalice",null,"změna 28429/2014, zrušeno 5131/2024","Soběslav","Skalice","kanalizace","Miroslav Němec",null,"KUCBAWZ0DTYY"]
["2014-05-02","2014-05-30","2014-06-19",null,null,"28429/2014","Obec Skalice","Obec Skalice","3110-747882-00252867-3/1","Stoková síť Rybova Lhota",null,"zrušeno 5131/2024","Soběslav","Skalice","kanalizace","Miroslav Němec",null,"KUCBAWZ0DTYY"]
["2014-05-02","2014-05-30","2014-06-19",null,null,"28429/2014","Obec Skalice","Obec Skalice","3110-747882-00252867-4/1","ČOV Rybova Lhota",null,"zrušeno 5131/2024","Soběslav","Skalice","kanalizace","Miroslav Němec",null,"KUCBAWZ0DTYY"]
["2014-05-02","2014-05-30","2014-06-19",null,null,"28429/2014","Obec Skalice","Obec Skalice","3110-747891-00252867-3/1","Stoková síť Skalice",null,"zrušeno 5131/2024","Soběslav","Skalice","kanalizace","Miroslav Němec",null,"KUCBAWZ0DTYY"]
["2006-04-06","2006-05-16","2006-06-07",null,null,"11049/2006","Obec Peč","Obec Peč","3105-718726-00470320-4/1","ČOV Peč",null,"zrušeno rozhodnutím 19412/2010","Jindřichův Hradec","Peč","kanalizace","Ing. Zdeněk Hejtman",null,"KUCBAWZ0DTYY"]
["2006-04-06","2006-05-16","2006-06-07",null,null,"11049/2006","Obec Peč","Obec Peč","3105-718726-00470320-3/1","KS Peč",null,"zrušeno rozhodnutím 19412/2010","Jindřichův Hradec","Peč","kanalizace","Ing. Zdeněk Hejtman",null,"KUCBAWZ0DTYY"]
["2010-06-07","2010-06-18","2010-07-08",null,null,"19412/2010","Obec Peč","Obec Peč","3104-718726-00477320-3/1","Peč, kanalizace",null,null,"Dačice","Peč","kanalizace","Ing. Zdeněk Král",null,"KUCBAWZ0DTYY"]
["2010-06-07","2010-06-18","2010-07-08",null,null,"19412/2010","Obec Peč","Obec Peč","3104-718726-00477320-4/1","Peč,ČOV",null,null,"Dačice","Peč","kanalizace","Ing. Zdeněk Král",null,"KUCBAWZ0DTYY"]
["2006-04-06","2006-05-16","2006-06-07",null,null,"11050/2006","Obec Staré Hobzí","Obec Staré Hobzí","3105-547204-00247481-3/1","KS Staré Hobzí",null,"změna 592/2013, zrušeno č.j.28480/2019","Jindřichův Hradec","Staré Hobzí","kanalizace","Miroslava Danielová, DiS.",null,"KUCBAWZ0DTYY"]
["2006-04-06","2006-05-12","2006-06-02",null,null,"11052/2006","Obec Volfířov","Obec Volfířov","3104-778516-00247715-3/1","KS Velká Lhota",null,"Zastavení","Dačice","Volfířov","kanalizace","Ing. Zdeněk Hejtman",null,"KUCBAWZ0DTYY"]
["2006-04-11","2006-05-16","2006-06-16",null,null,"11054/2006","Obec Třebějice","Obec Třebějice","3110-769461-00667200-3/1","Stoková síť Třebějice",null,null,"Soběslav","Třebějice","kanalizace","Ing. Miloš Kotek",null,"KUCBAWZ0DTYY"]
["2006-04-19","2006-05-16","2006-06-07",null,null,"11060/2006","Obec Přehořov","Obec Přehořov","3110-734519-00252719-3/1","Stoková síť Přehořov",null,"Změna 8044/2022","Soběslav","Přehořov","kanalizace","Radim Farkač",null,"KUCBAWZ0DTYY"]
["2006-04-14","2006-04-28","2006-05-19",null,null,"11059/2006","Obec Hartmanice","Obec Hartmanice","3115-797031-00581291-1/1","RVS Hartmanice",null,null,"Týn nad Vltavou","Hartmanice","vodovod","Jiří Netík",null,"KUCBAWZ0DTYY"]
["2006-04-19","2006-05-16","2006-06-06",null,null,"11061/2006","ČEVAK a.s.","Obec Všemyslice","3115-787205-00245666-1/1","Přívodní řad Všeteč Karlov I - Slavětice",null,"zrušeno 47068/2024",null,null,null,null,null,"KUCBAWZ0DTYY"]
["2006-04-19","2006-05-16","2006-06-06",null,null,"11061/2006","ČEVAK a.s.","Obec Všemyslice","3115-787205-00245666-1/2","RVS Slavětice",null,"zrušeno 47068/2024",null,null,null,null,null,"KUCBAWZ0DTYY"]
["2024-04-09","2024-04-30","2024-05-18",null,null,"47068/2024","ČEVAK a.s.","Obec Všemyslice","3115-787213-00245666-1/1","Všemyslice, Neznašov, Bohunice - vodovodní síť",null,null,"Týn nad Vltavou","Všemyslice","vodovod","Ing. Olga Štíchová"]
["2024-04-09","2024-04-30","2024-05-18",null,null,"47068/2024","ČEVAK a.s.","Obec Všemyslice","3115-787221-00245666-1/1","Všemyslice - Všeteč, Slavětice - vodovodní síť",null,null,"Týn nad Vltavou","Všemyslice","vodovod","Ing. Olga Štíchová"]
["2024-04-09","2024-04-30","2024-05-18",null,null,"47068/2024","ČEVAK a.s.","Obec Všemyslice","3115-787213-00245666-3/1","Všemyslice - Neznašov - stoková síť HORNÍ",null,null,"Týn nad Vltavou","Všemyslice","kanalizace","Ing. Olga Štíchová"]
["2024-04-09","2024-04-30","2024-05-18",null,null,"47068/2024","ČEVAK a.s.","Obec Všemyslice","3115-787213-00245666-3/2","Všemyslice - Neznašov - stoková síť DOLNÍ",null,null,"Týn nad Vltavou","Všemyslice","kanalizace","Ing. Olga Štíchová"]
["2024-04-09","2024-04-30","2024-05-18",null,null,"47068/2024","ČEVAK a.s.","Obec Všemyslice","3115-787213-00245666-4/1","Všemyslice - Neznašov - ČOV HORNÍ",null,null,"Týn nad Vltavou","Všemyslice","kanalizace","Ing. Olga Štíchová"]
["2024-04-09","2024-04-30","2024-05-18",null,null,"47068/2024","ČEVAK a.s.","Obec Všemyslice","3115-787213-00245666-4/2","Všemyslice - Neznašov - ČOV DOLNÍ",null,null,"Týn nad Vltavou","Všemyslice","kanalizace","Ing. Olga Štíchová"]
["2006-03-28","2006-06-06","2006-06-28",null,null,"10974/2006","N.T.I. nástavby s.r.o.","Obec Strýčice","3102-738565-00581887-1/1","RVS Strýčice",null,"zrušeno rozhodnutím 31295/2007","České Budějovice","Strýčice","vodovod","Ing. František Gregor",null,"KUCBAWZ0DTYY"]
["2006-03-28","2006-06-06","2006-06-28",null,null,"10974/2006","N.T.I. nástavby s.r.o.","Obec Strýčice","3102-738565-00581887-3/1","KS Strýčice",null,"zrušeno rozhodnutím 31295/2007","České Budějovice","Strýčice","kanalizace","Ing. František Gregor",null,"KUCBAWZ0DTYY"]
["2006-04-28","2006-06-21","2006-07-14",null,null,"12259/2006","Obec Olešná","Obec Olešná","3108-724351-00511986-3/1","KS Olešná",null,"změna 6440/2020","Písek","Olešná","kanalizace","Petr Beran",null,"KUCBAWZ0DTYY"]
["2006-04-28","2006-06-21","2006-07-14",null,null,"12259/2006","Obec Olešná","Obec Olešná","3108-724351-00511986-4/1","ČOV Olešná",null,"změna 6440/2020","Písek","Olešná","kanalizace","Petr Beran",null,"KUCBAWZ0DTYY"]
["2006-05-15","2006-06-16","2006-07-08",null,null,"14717/2006","ČEVAK a.s.","Svazek obcí Peklov","3111-704539-70939560-2/1","Prameniště Nihošovice",null,null,"Strakonice","Nihošovice","vodovod",null,null,"KUCBAWZ0DTYY"]
["2006-05-15","2006-06-16","2006-07-08",null,null,"14717/2006","ČEVAK a.s.","Svazek obcí Peklov","3111-704539-70939560-1/1","Svodné řady u prameniště Nihošovice do VDJ",null,null,"Strakonice","Nihošovice","vodovod",null,null,"KUCBAWZ0DTYY"]
["2006-05-15","2006-06-16","2006-07-08",null,null,"14717/2006","ČEVAK a.s.","Svazek obcí Peklov","3111-704539-70939560-1/2","RVS Nihošovice",null,null,"Strakonice","Nihošovice","vodovod",null,null,"KUCBAWZ0DTYY"]
["2006-05-15","2006-06-16","2006-07-08",null,null,"14717/2006","ČEVAK a.s.","Svazek obcí Peklov","3111-704521-70939560-1/1","RVS Němětice",null,null,"Strakonice","Němětice","vodovod",null,null,"KUCBAWZ0DTYY"]
["2006-05-09","2006-06-16","2006-07-08",null,null,"14749/2006","VaK JČ a.s.","Obec Dolní Třebonín","3103-630250-00245852-1/1","RVS DolníTřebonín ",null,"zrušeno 10445/2012",null,null,null,null,null,"KUCBAWZ0DTYY"]
["2006-05-09","2006-06-16","2006-07-08",null,null,"14749/2006","VaK JČ a.s.","Obec Dolní Třebonín","3103-630250-00245852-1/2","PŘ Mojné hranice k.ú. - hydrant Dolní Třebonín",null,"zrušeno 10445/2012",null,null,null,null,null,"KUCBAWZ0DTYY"]
["2006-05-24","2006-06-16","2006-07-08",null,null,"15541/2006","VaK JČ a.s.","Jihočeský vodárenský svaz","3103-698148-49021117-1/1","Přívodní řad RŠ Markvartice - Mojné hranice k.ú.",null,"zrušeno 16751/2013",null,null,null,null,null,"KUCBAWZ0DTYY"]
["2006-05-19","2006-06-16","2006-07-08",null,null,"15542/2006","Obec Lažiště","Obec Lažiště","3109-679542-00250520-1/1","RVS Lažiště",null,"změna 8897/2020, 144532/2023","Prachatice","Lažiště","vodovod","Ing. Petr Hanslík",null,"KUCBAWZ0DTYY"]
["2006-05-19","2006-06-16","2006-07-08",null,null,"15542/2006","Obec Lažiště","Obec Lažiště","3109-679542-00250520-2/1","ÚV Lažiště",null,"změna 8897/2020, 144532/2023","Prachatice","Lažiště","vodovod","Ing. Petr Hanslík",null,"KUCBAWZ0DTYY"]
["2020-01-15","2020-01-21","2020-02-08",null,null,"8897/2020","Obec Lažiště","Obec Lažiště","3109-679542-00250520-4/1","ČOV Lažiště",null,"změna 144532/2023","Prachatice","Lažiště","kanalizace","Ing. Petr Hanslík"]
["2006-05-19","2006-06-16","2006-07-08",null,null,"15546/2006","Obec Kostelní Radouň","Obec Kostelní Radouň","3105-670545-00477028-4/1","ČOV Kotelní Radouň",null,"změna 142932/2020","Jindřichův Hradec","Kostelní Radouň","kanalizace","Mgr. Lucie Skořepová",null,"KUCBAWZ0DTYY"]
["2006-05-19","2006-06-16","2006-07-08",null,null,"15546/2006","Obec Kostelní Radouň","Obec Kostelní Radouň","3105-670545-00477028-3/1","KS Kostelní Radouň",null,"změna 142932/2020","Jindřichův Hradec","Kostelní Radouň","kanalizace","Mgr. Lucie Skořepová",null,"KUCBAWZ0DTYY"]
["2020-11-25","2021-01-08","2021-01-28",null,null,"142932/2020","Obec Kostelní Radouň","Obec Kostelní Radouň","3105-670545-00477028-2/1","Studně S1, S5, S6 v k.ú. Kostelní Radouň",null,null,"Jindřichův Hradec","Kostelní Radouň","vodovod","Mgr. Lucie Skořepová"]
["2020-11-25","2021-01-08","2021-01-28",null,null,"142932/2020","Obec Kostelní Radouň","Obec Kostelní Radouň","3105-686352-00477028-2/1","Studně S2, S3, S4 v k.ú. Lodhéřov",null,null,"Jindřichův Hradec","Kostelní Radouň","vodovod","Mgr. Lucie Skořepová"]
["2020-11-25","2021-01-08","2021-01-28",null,null,"142932/2020","Obec Kostelní Radouň","Obec Kostelní Radouň","3105-670545-00477028-2/2","Vodojem",null,null,"Jindřichův Hradec","Kostelní Radouň","vodovod","Mgr. Lucie Skořepová"]
["2006-06-01","2006-06-28","2006-07-18",null,null,"16735/2006","ČEVAK a.s.","Obec Staňkov","3114-753548-00666530-1/1","RVS Staňkov",null,null,"Třeboň","Staňkov","vodovod",null,null,"KUCBAWZ0DTYY"]
["2006-06-01","2006-06-28","2006-07-18",null,null,"16735/2006","ČEVAK a.s.","Obec Staňkov","3114-753548-00666530-3/1","Staňkov Kanalizace",null,null,"Třeboň","Staňkov","kanalizace",null,null,"KUCBAWZ0DTYY"]
["2006-06-01","2006-06-28","2006-07-18",null,null,"16737/2006","1.JVS a.s.","Svazekobcí Chlum u Třeboně, Staňkov a Hamr","3114-651630-70907366-3/1","Chlum u Třeboně- Chalupy, Vinohrady, kanalizace",null,"zrušeno 738/2012",null,null,null,null,null,"KUCBAWZ0DU0H"]
["2006-06-01","2006-06-28","2006-07-18",null,null,"16737/2006","1.JVS a.s.","Svazekobcí Chlum u Třeboně, Staňkov a Hamr","3114-651630-70907366-3/2","Staňkov-Chlum u Třeboně, přiv. stoka, kanalizace",null,"zrušeno 738/2012",null,null,null,null,null,"KUCBAWZ0DU0H"]
["2006-06-01","2006-06-28","2006-07-18",null,null,"16737/2006","1.JVS a.s.","Svazekobcí Chlum u Třeboně, Staňkov a Hamr","3114-637017-70907366-3/1","Chlum u Třeboně - Hamr ČOV přiváděcí, kanalizace",null,"zrušeno 738/2012",null,null,null,null,null,"KUCBAWZ0DU0H"]
["2006-06-01","2006-06-28","2006-07-18",null,null,"16737/2006","1.JVS a.s.","Svazekobcí Chlum u Třeboně, Staňkov a Hamr","3114-637017-70907366-4/1","Hamr, ČOV",null,"zrušeno 738/2012",null,null,null,null,null,"KUCBAWZ0DU0H"]
["2006-06-01","2006-06-28","2006-07-18",null,null,"16740/2006","1.JVS a.s.","Obec Chlum u Třeboně","3114-651630-00246816-1/2","RVS Chlum u Třeboně",null,"zrušeno 29332/2011",null,null,null,null,null,"KUCBAWZ0DU0H"]
["2006-06-01","2006-06-28","2006-07-18",null,null,"16740/2006","1.JVS a.s.","Obec Chlum u Třeboně","3114-651630-00246816-3/1","Kanalizace Chlum u Třeboně – I",null,"zrušeno 29332/2011",null,null,null,null,null,"KUCBAWZ0DU0H"]
["2006-06-01","2006-06-28","2006-07-18",null,null,"16740/2006","1.JVS a.s.","Obec Chlum u Třeboně","3114-651630-00246816-1/1","Výtlačný řad hran. katastru Chlum – VDJ Chlum",null,"zrušeno 29332/2011",null,null,null,null,null,"KUCBAWZ0DU0H"]
["2006-12-20","2007-01-23","2007-02-10",null,null,"340/2007","1.JVS a.s.","Městys Chlum u Třeboně","3114-689165-00246816-1/1","Lutová - vodovodní síť",null,"zrušeno 29332/2011",null,null,null,null,null,"KUCBAWZ0DU0H"]
["2006-12-20","2007-01-23","2007-02-10",null,null,"340/2007","1.JVS a.s.","Městys Chlum u Třeboně","3114-797171-00246816-1/1","Mirochov - Žíteč - vodovodní síť",null,"zrušeno 29332/2011",null,null,null,null,null,"KUCBAWZ0DU0H"]
["2006-05-30","2006-06-30","2006-07-19",null,null,"16898/2006","Obec Sedlečko u Soběslavě","Obec Sedlečko u Soběslavě","3110-793817-00667145-3/1","kanalizace Sedlečko u Soběslavě",null,"zrušeno 20956/2011","Soběslav","Sedlečko u Soběslavě","kanalizace","Ing. Petr Novák Ph.Dr.",null,"KUCBAWZ0DU0H"]
["2006-07-10","2006-07-31","2006-08-17",null,null,"20049/2006","ČEVAK a.s.","Město Lišov","3102-668486-00245178-1/1","RVS Lhotice",null,null,"České Budějovice","Lišov","vodovod",null,null,"KUCBAWZ0DU0H"]
["2006-07-10","2006-07-31","2006-08-17",null,null,"20049/2006","ČEVAK a.s.","Město Lišov","3102-668486-00245178-1/2","Přívodní řad VŠ Chotýčany po Lhotice",null,null,"České Budějovice","Lišov","vodovod",null,null,"KUCBAWZ0DU0H"]
["2006-07-10","2006-07-31","2006-08-17",null,null,"20060/2006","ČEVAK a.s.","Obec Příbraz","3105-735663-00666955-1/1","RVS Příbraz",null,null,"Jindřichův Hradec","Příbraz","vodovod",null,null,"KUCBAWZ0DU0H"]
["2006-07-10","2006-07-31","2006-08-16",null,null,"20074/2006","ČEVAK a.s.","Obec Hamr","3114-637017-00666378-3/1","kanalizace Hamr",null,"změna 54678/2023","Třeboň","Hamr","kanalizace","Ing. Martin Kalač",null,"KUCBAWZ0DU0H"]
["2023-04-27","2023-05-22","2023-06-07",null,null,"54678/2023","ČEVAK a.s.","Obec Hamr","3114-637017-00666378-1/1","Hamr, vodovodní síť",null,null,"Třeboň","Hamr","vodovod","Ing. Martin Kalač"]
["2006-07-10","2006-07-31","2006-08-18",null,null,"20105/2006","ČEVAK a.s.","Obec Frahelž","3114-686689-00512982-1/1","RVS Frahelž",null,null,"Třeboň","Frahelž","vodovod",null,null,"KUCBAWZ0DU0H"]
["2006-07-21","2006-08-15","2006-10-03",null,null,"22134/2006","Obec Chotěmice","Obec Chotěmice","3108-653039-00512648-3/1","stoková síť Chotěmice",null,"změna 12116/2022","Písek","Chotěmice","kanalizace","Ing. Radim Farkač",null,"KUCBAWZ0DU0H"]
["2006-08-15","2006-09-22","2006-10-12",null,null,"25859/2006","ČEVAK a.s.","Obec Hlavatce","3102-746681-00581313-3/1","stoková síť Hlavatce",null,null,"České Budějovice",null,"kanalizace",null,null,"KUCBAWZ0DU0H"]
["2006-08-15","2006-10-15","2006-11-03",null,null,"25971/2006","ČEVAK a.s.","Obec Čejetice","3111-696935-00251054-3/1","stoková síť Mladějovice - volná výpusť V1",null,"změna 67646/2017","Strakonice","Čejetice","kanalizace","Ing. Olga Štíchová",null,"KUCBAWZ0DU0H"]
["2017-05-31","2017-06-19","2017-07-11",null,null,"67646/2017","ČEVAK a.s.","Obec Čejetice","3111-618951-00251054-3/1","Čejetice - stoková síť",null,null,"Strakonice","Čejetice","kanalizace","Ing. Olga Štíchová",null,"KUCBAWZ0DU0H"]
["2017-05-31","2017-06-19","2017-07-11",null,null,"67646/2017","ČEVAK a.s.","Obec Čejetice","3111-618951-00251054-4/1","Čejetice ČOV",null,null,"Strakonice","Čejetice","kanalizace","Ing. Olga Štíchová",null,"KUCBAWZ0DU0H"]
["2006-08-15","2006-10-15","2006-11-03",null,null,"25971/2006","VaK JČ a.s.","Obec Čejetice","3111-618951-00251054-3/2","stoková síť Čejetice - sídliště",null,"zrušeno 67646/2017",null,null,null,null,null,"KUCBAWZ0DU0H"]
["2006-08-15","2006-10-15","2006-11-03",null,null,"25971/2006","VaK JČ a.s.","Obec Čejetice","3111-618951-00251054-3/1","stoková síť Čejetice",null,"zrušeno 67646/2017",null,null,null,null,null,"KUCBAWZ0DU0H"]
["2006-08-15","2006-10-15","2006-11-03",null,null,"25971/2006","VaK JČ a.s.","Obec Čejetice","3111-618951-00251054-4/1","ČOV Čejetice TOPAS 120 - sídliště",null,"zrušeno 67646/2017",null,null,null,null,null,"KUCBAWZ0DU0H"]
["2006-08-15","2006-10-15","2006-11-03",null,null,"25971/2006","VaK JČ a.s.","Obec Čejetice","3111-618951-00251054-4/2","ČOV Čejetice - biocleaner",null,"zrušeno 67646/2017",null,null,null,null,null,"KUCBAWZ0DU0H"]
["2006-09-06","2006-10-23","2006-11-10",null,null,"26129/2006","DOSI spol. s.r.o.","Domov důchodců Stachy - kůsov","3116-753386-00477095-1/1","Vodovod - Kůsov",null,"zrušeno 15476/2007","Vimperk","Stachy","vodovod","Ing. Václav Fridrich",null,"KUCBAWZ0DU0H"]
["2006-09-06","2006-10-23","2006-11-10",null,null,"26129/2006","DOSI spol. s.r.o.","Domov důchodců Stachy - kůsov","3116-753386-00477095-2/1","Úpravna vody - Kůsov",null,"zrušeno 15476/2007","Vimperk","Stachy","vodovod ","Ing. Václav Fridrich",null,"KUCBAWZ0DU0H"]
["2006-09-06","2006-10-23","2006-11-10",null,null,"26129/2006","DOSI spol. s.r.o.","Domov důchodců Stachy - kůsov","3116-753386-00477095-3/1","Kanalizační stoky - Kůsov",null,"zrušeno 15476/2007","Vimperk","Stachy","kanalizace","Ing. Václav Fridrich",null,"KUCBAWZ0DU0H"]
["2006-09-06","2006-10-23","2006-11-10",null,null,"26129/2006","DOSI spol. s.r.o.","Domov důchodců Stachy - kůsov","3116-753386-00477095-4/1","ČOV Kůsov",null,"zrušeno 15476/2007","Vimperk","Stachy","kanalizace","Ing. Václav Fridrich",null,"KUCBAWZ0DU0H"]
["2006-07-17","2006-08-04","2006-08-24",null,null,"20863/2006","VaK JČ a.s.","Obec Jistebnice","3112-661171-00252425-3/1","SS 1 Jistebnice(včetně 2ks ČS)",null,"změna 52356/2018, zrušeno 87386/2019",null,null,null,null,null,"KUCBAWZ0DU1C"]
["2006-07-17","2006-08-04","2006-08-24",null,null,"20863/2006","VaK JČ a.s.","Obec Jistebnice","3112-661171-00252425-4/1","ČOV 1 Jistebnice",null,"změna 52356/2018, zrušeno 87386/2019",null,null,null,null,null,"KUCBAWZ0DU1C"]
["2006-07-17","2006-08-04","2006-08-24",null,null,"20863/2006","VaK JČ a.s.","Obec Jistebnice","3112-661171-00252425-3/2","SS 2 Jistebnice(včetně 2ks ČS)",null,"změna 52356/2018, zrušeno 87386/2019",null,null,null,null,null,"KUCBAWZ0DU1C"]
["2006-07-17","2006-08-04","2006-08-24",null,null,"20863/2006","VaK JČ a.s.","Obec Jistebnice","3112-661171-00252425-4/2","ČOV 2 Jistebnice",null,"změna 52356/2018, zrušeno 87386/2019",null,null,null,null,null,"KUCBAWZ0DU1C"]
["2006-07-17","2006-08-04","2006-08-24",null,null,"20863/2006","VaK JČ a.s.","Obec Jistebnice","3112-661171-00252425-3/3","SS 3 Jistebnice(včetně ČS)",null,"změna 52356/2018, zrušeno 87386/2019",null,null,null,null,null,"KUCBAWZ0DU1C"]
["2006-07-17","2006-08-04","2006-08-24",null,null,"20863/2006","VaK JČ a.s.","Obec Jistebnice","3112-661171-00252425-4/3","ČOV 3 Jistebnice",null,"změna 52356/2018, zrušeno 87386/2019",null,null,null,null,null,"KUCBAWZ0DU1C"]
["2006-07-17","2006-08-04","2006-08-24",null,null,"20863/2006","VaK JČ a.s.","Obec Jistebnice","3112-661171-00252425-3/4","SS 4 Jistebnice(včetně ČS)",null,"změna 52356/2018, zrušeno 87386/2019",null,null,null,null,null,"KUCBAWZ0DU1C"]
["2006-07-17","2006-08-04","2006-08-24",null,null,"20863/2006","VaK JČ a.s.","Obec Jistebnice","3112-661171-00252425-4/4","ČOV 4 Jistebnice",null,"změna 52356/2018, zrušeno 87386/2019",null,null,null,null,null,"KUCBAWZ0DU1C"]
["2006-07-17","2006-08-04","2006-08-24",null,null,"20863/2006","VaK JČ a.s.","Obec Jistebnice","3112-661171-00252425-1/2","RVS Hůrka",null,"změna 52356/2018, zrušeno 87386/2019",null,null,null,null,null,"KUCBAWZ0DU1C"]
["2018-04-16","2018-05-03","2018-05-19",null,null,"52356/2018","ČEVAK a.s.","Obec Jistebnice","3112-608793-00252425-3/1","SS Božejovice",null,"zrušeno 87386/2019",null,null,null,null,null,"KUCBAWZ0DU1C"]
["2018-04-16","2018-05-03","2018-05-19",null,null,"52356/2018","ČEVAK a.s.","Obec Jistebnice","3112-608793-00252425-4/1","ČOV Božejovice",null,"zrušeno 87386/2019",null,null,null,null,null,"KUCBAWZ0DU1C"]
["2006-10-09","2006-11-02","2006-11-21",null,null,"28711/2006","VaK JČ a.s.","Město Nové Hrady","3113-706272-00245267-3/1","Stoková síť u Nových Hradů",null,"zrušeno 117100/2022",null,null,null,null,null,"KUCBAWZ0DU1C"]
["2022-09-26","26.10.2022","2022-11-11",null,null,"117100/2022","ČEVAK a.s.","Město Nové Hrady","3113-706256-00245267-1/1","Nové Hrady, Údolí - vodovodní síť",null,null,"Trhové Sviny","Nové Hrady","vodovod","Ing. Olga Štíchová"]
["2022-09-26","26.10.2022","2022-11-11",null,null,"117100/2022","ČEVAK a.s.","Město Nové Hrady","3113-706256-00245267-1/3","Nové Hrady - přív.řad: prameniště Jedlice - VDJ Nové Hrady",null,null,"Trhové Sviny","Nové Hrady","vodovod","Ing. Olga Štíchová"]
["2022-09-26","26.10.2022","2022-11-11",null,null,"117100/2022","ČEVAK a.s.","Město Nové Hrady","3113-706256-00245267-1/2","Nové Hrady - přív.řad: jímání Veveří - ÚV Nové Hrady",null,null,"Trhové Sviny","Nové Hrady","vodovod","Ing. Olga Štíchová"]
["2022-09-26","26.10.2022","2022-11-11",null,null,"117100/2022","ČEVAK a.s.","Město Nové Hrady","3113-706191-00245267-1/1","Nové Hrady - Byňov, Jakule - vodovodní síť",null,null,"Trhové Sviny","Nové Hrady","vodovod","Ing. Olga Štíchová"]
["2022-09-26","26.10.2022","2022-11-11",null,null,"117100/2022","ČEVAK a.s.","Město Nové Hrady","3113-706191-00245267-2/1","Nové Hrady - Byňov - jímání a odkyselení",null,null,"Trhové Sviny","Nové Hrady","vodovod","Ing. Olga Štíchová"]
["2022-09-26","26.10.2022","2022-11-11",null,null,"117100/2022","ČEVAK a.s.","Město Nové Hrady","3113-706256-00245267-2/1","Nové Hrady - ÚV - Veveřský potok, pram. Jedlice",null,null,"Trhové Sviny","Nové Hrady","vodovod","Ing. Olga Štíchová"]
["2022-09-26","26.10.2022","2022-11-11",null,null,"117100/2022","ČEVAK a.s.","Město Nové Hrady","3113-706256-00245267-3/1","Nové Hrady, Údolí - stoková síť",null,null,"Trhové Sviny","Nové Hrady","kanalizace","Ing. Olga Štíchová"]
["2022-09-26","26.10.2022","2022-11-11",null,null,"117100/2022","ČEVAK a.s.","Město Nové Hrady","3113-706256-00245267-4/1","Nové Hrady - ČOV",null,null,"Trhové Sviny","Nové Hrady","kanalizace","Ing. Olga Štíchová"]
["2006-10-09","2006-11-02","2006-11-22",null,null,"28713/2006","ČEVAK a.s.","Obec Strunkovice nad Blanicí","3109-757136-00250708-3/1","Stoková síť Svojnice",null,"změna 63923/2013 spis 746","Prachatice","Strunkovice nad Blanicí","kanalizace","Ing. Olga Štíchová",null,"KUCBAWZ0DU1C"]
["2006-10-09","2006-11-02","2006-11-22",null,null,"28713/2006","ČEVAK a.s.","Obec Strunkovice nad Blanicí","3109-779512-00250708-3/1","Stoková síť Velký Bor",null,"změna 63923/2013 spis 746","Prachatice","Strunkovice nad Blanicí","kanalizace","Ing. Olga Štíchová",null,"KUCBAWZ0DU1C"]
["2006-10-09","2006-11-02","2006-11-21",null,null,"28748/2006","ČEVAK a.s.","Obec Žimutice","3115-725960-00245763-1/1","PŘ vodoměrná šachta Tuchonice - Pořežany",null,"zrušeno 123868/2025","Týn nad Vltavou","Žimutice","vodovod","Ing. Olga Štíchová",null,"KUCBAWZ0DU1C"]
["2006-10-09","2006-11-02","2006-11-21",null,null,"28748/2006","ČEVAK a.s.","Obec Žimutice","3115-725960-00245763-1/2","RVS Pořežany",null,"zrušeno 123868/2025","Týn nad Vltavou","Žimutice","vodovod","Ing. Olga Štíchová",null,"KUCBAWZ0DU1C"]
["2006-11-02","2006-11-20","2006-12-12",null,null,"30040/2006","obec Třebětice","obec Třebětice","3104-769690-00666548-3/1","kanalizace Třebětice",null,"změna 46694/2020, 21746/2022","Dačice","Třebětice","kanalizace","Ing. Zdeněk Hejtman",null,"KUCBAWZ0DU1C"]
["2006-11-02","2006-11-20","2006-12-12",null,null,"30040/2006","obec Třebětice","obec Třebětice","3104-769690-00666548-1/1","vodovod Třebětice",null,"změna 46694/2020,  21746/2022","Dačice","Třebětice","vodovod","Ing. Zdeněk Hejtman",null,"KUCBAWZ0DU1C"]
["2020-03-31","2020-06-01","2020-06-19",null,null,"46694/2020","obec Třebětice","obec Třebětice","3104-769690-00666548-4/1","ČOV Třebětice",null,"změna  21746/2022","Dačice","Třebětice","kanalizace","Ing. Zdeněk Hejtman"]
["2022-02-10","2022-04-04","2022-04-23",null,null,"21476/2022","obec Třebětice","obec Třebětice","3104-769690-00666548-1/2","přiváděcí řad, Třebětice",null,null,"Dačice","Třebětice","vodovod","Ing. Zdeněk Hejtman"]
["2022-02-10","2022-04-04","2022-04-23",null,null,"21476/2022","obec Třebětice","obec Třebětice","3104-769690-00666548-2/1","vodárna, vodojem a sklad, Třebětice",null,null,"Dačice","Třebětice","vodovod","Ing. Zdeněk Hejtman"]
["2006-11-03","2006-12-04","2006-12-28",null,null,"30537/2006","AQUAŠUMAVA s.r.o.","Obec Stachy","3116-753386-00250678-1/3","Obec Stachy - vodovod Stachy ",null,"zrušeno 39141/2021","Vimperk","Stachy","vodovod","Ing.Igor Kasalický",null,"KUCBAWZ0DU1C"]
["2006-11-03","2006-12-04","2006-12-28",null,null,"30537/2006","AQUAŠUMAVA s.r.o.","Obec Stachy","3116-753306-00250678-1/5","Obec Stachy - vodovod Zadov",null,"zrušeno 39141/2021","Vimperk","Stachy","vodovod","Ing.Igor Kasalický",null,"KUCBAWZ0DU1C"]
["2006-11-03","2006-12-04","2006-12-28",null,null,"30537/2006","AQUAŠUMAVA s.r.o.","Obec Stachy","3116-753386-00250678-4/2","Obec Stachy - ČOV u nádraží",null,"zrušeno 39141/2021","Vimperk","Stachy","kanalizace","Ing.Igor Kasalický",null,"KUCBAWZ0DU1C"]
["2006-11-03","2006-12-04","2006-12-28",null,null,"30537/2006","AQUAŠUMAVA s.r.o.","Obec Stachy","3116-753386-00250678-3/2","kanalizační stoka Zadov",null,"zrušeno 39141/2021","Vimperk","Stachy","kanalizace","Ing.Igor Kasalický",null,"KUCBAWZ0DU1C"]
["2006-11-03","2006-12-04","2006-12-28",null,null,"30537/2006","AQUAŠUMAVA s.r.o.","Obec Stachy","3116-753386-00250678-3/1","kanalizační stoka Stachy",null,"zrušeno 39141/2021","Vimperk","Stachy","kanalizace","Ing.Igor Kasalický",null,"KUCBAWZ0DU1C"]
["2006-11-03","2006-12-04","2006-12-28",null,null,"30537/2006","AQUAŠUMAVA s.r.o.","Obec Stachy","3116-753386-00250678-4/1","ČOV Stachy - sídliště u hřbitova",null,"zrušeno 39141/2021","Vimperk","Stachy","kanalizace","Ing.Igor Kasalický",null,"KUCBAWZ0DU1C"]
["2006-11-03","2006-12-04","2006-12-28",null,null,"30537/2006","AQUAŠUMAVA s.r.o.","Obec Stachy","3116-753386-00250678-1/1","Obec Stachy - přívodní vodovodní řad 1",null,"zrušeno 39141/2021","Vimperk","Stachy","vodovod","Ing.Igor Kasalický",null,"KUCBAWZ0DU1C"]
["2006-11-03","2006-12-04","2006-12-28",null,null,"30537/2006","AQUAŠUMAVA s.r.o.","Obec Stachy","3116-753386-00250678-1/2","Obec Stachy - přívodní vodovodní řad 2",null,"zrušeno 39141/2021","Vimperk","Stachy","vodovod","Ing.Igor Kasalický",null,"KUCBAWZ0DU1C"]
["2006-11-03","2006-12-04","2006-12-28",null,null,"30537/2006","AQUAŠUMAVA s.r.o.","Obec Stachy","3116-753386-00250678-1/4","Zadov přívodní řad",null,"zrušeno 39141/2021","Vimperk","Stachy","vodovod","Ing.Igor Kasalický",null,"KUCBAWZ0DU1C"]
["2006-11-03","2006-12-04","2006-12-28",null,null,"30537/2006","AQUAŠUMAVA s.r.o.","Obec Stachy","3116-753386-00250678-2/1","Vodojem Stachy 250m3",null,"zrušeno 39141/2021","Vimperk","Stachy","vodovod","Ing.Igor Kasalický",null,"KUCBAWZ0DU1C"]
["2006-11-03","2006-12-04","2006-12-28",null,null,"30537/2006","AQUAŠUMAVA s.r.o.","Obec Stachy","3116-753386-00250678-2/2","Vodojem Stachy 110m3",null,"zrušeno 39141/2021","Vimperk","Stachy","vodovod","Ing.Igor Kasalický",null,"KUCBAWZ0DU1C"]
["2006-11-03","2006-12-04","2006-12-28",null,null,"30537/2006","AQUAŠUMAVA s.r.o.","Obec Stachy","3116-753386-00250678-2/3","Vodojem Zadov 50m3",null,"zrušeno 39141/2021","Vimperk","Stachy","vodovod","Ing.Igor Kasalický",null,"KUCBAWZ0DU1C"]
["2006-11-13","2006-11-24","2006-12-13",null,null,"31225/2006","Obec Dříteň","Obec Dříteň","3102-633135-00244830-3/1","Kanalizace Dříteň",null,null,"České Budějovice","Dříteň","kanalizace","Ing. Klára Štrausová, Ph.D.",null,"KUCBAWZ0DU1C"]
["2006-11-20","2006-12-29","2006-12-30",null,null,"31499/2006","Obec Štěpánovice","Obec Štěpánovice","3102-763489-00245518-1/1","Přivaděč vody Štěpánovice",null,"změna 44784/2020","České Budějovice","Štěpánovice","vodovod","Michal Manda",null,"KUCBAWZ0DU1C"]
["2006-11-20","2006-12-29","2006-12-30",null,null,"31499/2006","Obec Štěpánovice","Obec Štěpánovice","3102-763489-00245518-1/2","vodovod Štěpánovice",null,"změna 44784/2020","České Budějovice","Štěpánovice","vodovod","Michal Manda",null,"KUCBAWZ0DU1C"]
["2006-11-20","2006-12-29","2006-12-30",null,null,"31499/2006","Obec Štěpánovice","Obec Štěpánovice","3102-763489-00245518-3/1","Kanalizace Štěpánovice",null,"změna 44784/2020","České Budějovice","Štěpánovice","kanalizace","Michal Manda",null,"KUCBAWZ0DU1C"]
["2006-11-20","2006-12-29","2006-12-30",null,null,"31499/2006","Obec Štěpánovice","Obec Štěpánovice","3102-763489-00245518-4/1","ČOV Štěpánovice",null,"změna 44784/2020","České Budějovice","Štěpánovice","kanalizace","Michal Manda",null,"KUCBAWZ0DU1C"]
["2020-03-25","2020-04-30","2020-05-30",null,null,"44784/2020","Obec Štěpánovice","obec Štěpánovice","3102-752835-00245518-2/1","vrt HV 1 Spolí",null,null,"České Budějovice","Štěpánovice","vodovod","Michal Manda"]
["2006-11-28","2006-11-30","2006-12-01",null,null,"31844/2006","Obec Světlík","Obec Světlík","3103-760625-00246166-3/1","Kanalizace Světlík",null,"zrušeno 53563/2025","Český Krumlov","Světlík","kanalizace","Martin Čermák",null,"KUCBAWZ0DU1C"]
["2006-11-28","2006-11-30","2006-12-01",null,null,"31844/2006","Obec Světlík","Obec Světlík","3103-760625-00246166-4/1","ČOV Světlík",null,"zrušeno 53563/2025","Český Krumlov","Světlík","kanalizace","Martin Čermák",null,"KUCBAWZ0DU1C"]
["2006-11-09","2006-12-19","2007-01-06",null,null,"32477/2006","Obec Hoštice u Volyně","Obec Hoštice u Volyně","3111-646164-00251232-3/1","KS Hoštice",null,"Změna rozhodnutím 23220/2010","Strakonice","Hoštice u Volyně","kanalizace","Miroslav Pilnáček",null,"KUCBAWZ0DU1C"]
["2010-06-29","2010-09-01","2010-09-25",null,null,"23220/2010","Obec Hoštice u Volyně","Obec Hoštice u Volyně","3111-646164-00251232-2/1","Úpravna vody Hoštice",null,null,"Strakonice","Hoštice u Volyně","vodovod","Milan Pěnča",null,"KUCBAWZ0DU1C"]
["2010-06-29","2010-09-01","2010-09-25",null,null,"23220/2010","Obec Hoštice u Volyně","Obec Hoštice u Volyně","3111-646164-00251232-1/1","Svodné řady od vrtů H1, H2 na ÚV Hoštice",null,null,"Strakonice","Hoštice u Volyně","vodovod","Milan Pěnča",null,"KUCBAWZ0DU1C"]
["2010-06-29","2010-09-01","2010-09-25",null,null,"23220/2010","Obec Hoštice u Volyně","Obec Hoštice u Volyně","3111-646164-00251232-1/2","Rozvodná vodovodní síť Hoštice",null,null,"Strakonice","Hoštice u Volyně","vodovod","Milan Pěnča",null,"KUCBAWZ0DU1C"]
["2010-06-29","2010-09-01","2010-09-25",null,null,"23220/2010","Obec Hoštice u Volyně","Obec Hoštice u Volyně","3111-646164-00251232-4/1","ČOV Hoštice",null,null,"Strakonice","Hoštice u Volyně","kanalizace","Milan Pěnča",null,"KUCBAWZ0DU1C"]
["13.12.2006","17.1.2007","8.2.2007",null,null,"33379/2006","ZEFA Volary s.r.o.","ZEFA Volary s.r.o.","3109-796395-26074303-1/1","vodovod Želnava",null,"zrušeno 11879/2023","Prachatice","Želnava","vodovod","Ing. Jiří Kušta",null,"KUCBAWZ0DU1C"]
["2006-12-21","2007-01-18","2007-02-15",null,null,"291/2007","Obec Záboří","Obec Záboří","3102-789283-00245691-1/2","vodovod Záboří",null,null,"České Budějovice","Záboří","vodovod","Ing. Karel Havlíček",null,"KUCBAWZ0DU1C"]
["2006-12-21","2007-01-18","2007-02-15",null,null,"291/2007","Obec Záboří","Obec Záboří","3102-789275-00245691-1/1","vodovod Lipanovice",null,null,"České Budějovice","Záboří","vodovod","Ing. Karel Havlíček",null,"KUCBAWZ0DU1C"]
["2006-12-21","2007-01-18","2007-02-15",null,null,"291/2007","Obec Záboří","Obec Záboří","3102-789275-00245691-1/3","vodovod Dobčice",null,null,"České Budějovice","Záboří","vodovod","Ing. Karel Havlíček",null,"KUCBAWZ0DU1C"]
["2007-01-04","2007-03-26","2007-04-26",null,null,"1031/2007","AQUAŠUMAVA s.r.o.","Obec Zdíkov","3116-792501-00250872-1/1","Vodovod Zdíkov",null,"zrušeno 66543/2014","Vimperk","Zdíkov","vodovod","Ing. Igor Kasalický",null,"KUCBAWZ0DU1C"]
["2007-01-04","2007-03-26","2007-04-26",null,null,"1031/2007","AQUAŠUMAVA s.r.o.","Obec Zdíkov","3116-792551-00250872-1/1","Vodovod Zdíkovec",null,"zrušeno 66543/2014","Vimperk","Zdíkov","vodovod","Ing. Igor Kasalický",null,"KUCBAWZ0DU1C"]
["2007-01-04","2007-03-26","2007-04-26",null,null,"1031/2007","AQUAŠUMAVA s.r.o.","Obec Zdíkov","3116-792454-00250872-1/1","Vodovod Masákkova Lhota",null,"zrušeno 66543/2014","Vimperk","Zdíkov","vodovod","Ing. Igor Kasalický",null,"KUCBAWZ0DU1C"]
["2007-01-04","2007-03-26","2007-04-26",null,null,"1031/2007","AQUAŠUMAVA s.r.o.","Obec Zdíkov","3116-792454-00250872-1/2","Vodovod Nový Dvůr",null,"zrušeno 66543/2014","Vimperk","Zdíkov","vodovod","Ing. Igor Kasalický",null,"KUCBAWZ0DU1C"]
["2007-01-04","2007-03-26","2007-04-26",null,null,"1031/2007","AQUAŠUMAVA s.r.o.","Obec Zdíkov","3116-792501-00250872-2/1","ÚP Zdíkov",null,"zrušeno 66543/2014","Vimperk","Zdíkov","vodovod","Ing. Igor Kasalický",null,"KUCBAWZ0DU1C"]
["2007-01-04","2007-03-26","2007-04-26",null,null,"1031/2007","AQUAŠUMAVA s.r.o.","Obec Zdíkov","3116-792551-00250872-2/1","ÚP Zdíkovec",null,"zrušeno 66543/2014","Vimperk","Zdíkov","vodovod","Ing. Igor Kasalický",null,"KUCBAWZ0DU1C"]
["2007-01-04","2007-03-26","2007-04-26",null,null,"1031/2007","AQUAŠUMAVA s.r.o.","Obec Zdíkov","3116-792454-00250872-2/1","ÚP Masákova Lhota",null,"zrušeno 66543/2014","Vimperk","Zdíkov","vodovod","Ing. Igor Kasalický",null,"KUCBAWZ0DU1C"]
["2007-01-04","2007-03-26","2007-04-26",null,null,"1031/2007","AQUAŠUMAVA s.r.o.","Obec Zdíkov","3116-792454-00250872-2/2","ÚP Nový Dvůr",null,"zrušeno 66543/2014","Vimperk","Zdíkov","vodovod","Ing. Igor Kasalický",null,"KUCBAWZ0DU1C"]
["2007-01-04","2007-03-26","2007-04-26",null,null,"1031/2007","AQUAŠUMAVA s.r.o.","Obec Zdíkov","3116-792454-00250872-3/2","Kanalizace Nový Dvůr",null,"zrušeno 66543/2014","Vimperk","Zdíkov","kanalizace","Ing. Igor Kasalický",null,"KUCBAWZ0DU1C"]
["2007-01-04","2007-03-26","2007-04-26",null,null,"1031/2007","AQUAŠUMAVA s.r.o.","Obec Zdíkov","3116-792454-00250872-3/1","Kanalizace Masákova Lhota",null,"zrušeno 66543/2014","Vimperk","Zdíkov","kanalizace","Ing. Igor Kasalický",null,"KUCBAWZ0DU1C"]
["2007-01-04","2007-03-26","2007-04-26",null,null,"1031/2007","AQUAŠUMAVA s.r.o.","Obec Zdíkov","3116-792501-00250872-3/1","Kanalizace Zdíkov",null,"zrušeno 66543/2014","Vimperk","Zdíkov","kanalizace","Ing. Igor Kasalický",null,"KUCBAWZ0DU1C"]
["2007-01-04","2007-03-26","2007-04-26",null,null,"1031/2007","AQUAŠUMAVA s.r.o.","Obec Zdíkov","3116-792551-00250872-3/1","Kanalizace Zdíkovec",null,"zrušeno 66543/2014","Vimperk","Zdíkov","kanalizace","Ing. Igor Kasalický",null,"KUCBAWZ0DU1C"]
["2007-01-04","2007-03-26","2007-04-26",null,null,"1031/2007","AQUAŠUMAVA s.r.o.","Obec Zdíkov","3116-792454-00250872-4/1","ČOV Nový Dvůr",null,"zrušeno 66543/2014","Vimperk","Zdíkov","kanalizace","Ing. Igor Kasalický",null,"KUCBAWZ0DU1C"]
["2007-01-04","2007-03-26","2007-04-26",null,null,"1031/2007","AQUAŠUMAVA s.r.o.","Obec Zdíkov","3116-792551-00250872-4/1","ČOV Zdíkovec",null,"zrušeno 66543/2014","Vimperk","Zdíkov","kanalizace","Ing. Igor Kasalický",null,"KUCBAWZ0DU1C"]
["2007-01-04","2007-03-26","2007-04-26",null,null,"1031/2007","AQUAŠUMAVA s.r.o.","Obec Zdíkov","3116-792501-00250872-4/1","ČOV Zdíkov",null,"zrušeno 66543/2014","Vimperk","Zdíkov","kanalizace","Ing. Igor Kasalický",null,"KUCBAWZ0DU1C"]
["2007-01-04","2007-03-26","2007-04-26",null,null,"1031/2007","AQUAŠUMAVA s.r.o.","Obec Zdíkov","3116-792501-00250872-4/2","ČOV Zdíkov - Zábrod",null,"zrušeno 66543/2014","Vimperk","Zdíkov","kanalizace","Ing. Igor Kasalický",null,"KUCBAWZ0DU1C"]
["2007-01-08","2007-02-01","2007-02-21",null,null,"1100/2007","ČEVAK a.s.","Obec Dráchov","3110-632066-00252221-1/1","PŘ od VŠ Švadlačky - obec Dráchov",null,"zrušeno 8434/2025","Soběslav","Dráchov","vodovod",null,null,"KUCBAWZ0DU1C"]
["2007-01-08","2007-02-01","2007-02-21",null,null,"1100/2007","ČEVAK a.s.","Obec Dráchov","3110-632066-00252221-1/2","RVS Dráchov včetně ATS + akumulace",null,"zrušeno 8434/2025","Soběslav","Dráchov","vodovod",null,null,"KUCBAWZ0DU1C"]
["2007-01-08","2007-02-01","2007-02-21",null,null,"1109/2007","ČEVAK a.s.","Město Nová Včelnice","3105-705322-00247146-4/2","Nová Včelnice, ČOV, nová",null,"zrušeno 145143/2023","Jindřichův Hradec","Nová Včelnice","kanalizace",null,null,"KUCBAWZ0DU1C"]
["2023-12-07","2024-01-18","2024-02-10",null,null,"145143/2023","ČEVAK a.s.","Město Nová Včelnice","3105-705322-00247146-1/1","Nová Včelnice – přívodní řad: vrty – ÚV Nová Včelnice",null,null,"Jindřichův Hradec","Nová Včelnice","vodovod","Ing. Martin Kalač"]
["2023-12-07","2024-01-18","2024-02-10",null,null,"145143/2023","ČEVAK a.s.","Město Nová Včelnice","3105-705322-00247146-1/2","Nová Včelnice – vodovodní řad",null,null,"Jindřichův Hradec","Nová Včelnice","vodovod","Ing. Martin Kalač"]
["2023-12-07","2024-01-18","2024-02-10",null,null,"145143/2023","ČEVAK a.s.","Město Nová Včelnice","3105-705322-00247146-2/1","Nová Včelnice, ÚV",null,null,"Jindřichův Hradec","Nová Včelnice","vodovod","Ing. Martin Kalač"]
["2023-12-07","2024-01-18","2024-02-10",null,null,"145143/2023","ČEVAK a.s.","Město Nová Včelnice","3105-705322-00247146-3/1","Nová Včelnice – stoková síť",null,null,"Jindřichův Hradec","Nová Včelnice","kanalizace","Ing. Martin Kalač"]
["2023-12-07","2024-01-18","2024-02-10",null,null,"145143/2023","ČEVAK a.s.","Město Nová Včelnice","3105-705322-00247146-3/2","Nová Včelnice – TEBO – stoková síť",null,null,"Jindřichův Hradec","Nová Včelnice","kanalizace","Ing. Martin Kalač"]
["2023-12-07","2024-01-18","2024-02-10",null,null,"145143/2023","ČEVAK a.s.","Město Nová Včelnice","3105-705322-00247146-4/2","Nová Včelnice - ČOV",null,null,"Jindřichův Hradec","Nová Včelnice","kanalizace","Ing. Martin Kalač"]
["2006-12-28","5.2.2007","2007-02-22",null,null,"1157/2007","Obec Přechovice","Obec Přechovice","3111-646181-00667781-1/1","Vodovod Přechovice",null,"změna 130096/2019, 124686/2021","Strakonice","Přechovice","vodovod","Ing. Martina Doležalová",null,"KUCBAWZ0DU1C"]
["2019-11-11","27.11.2019","2019-12-17",null,null,"130096/2019","Obec Přechovice","Obec Přechovice","3111-646181-00667781-1/1","Vodovod Přechovice - přivaděč, vč. prameniště",null,"změna 124686/2021","Strakonice","Přechovice","vodovod","Ing. Martina Doležalová"]
["2019-11-11","27.11.2019","2019-12-17",null,null,"130096/2019","Obec Přechovice","Obec Přechovice","3111-646181-00667781-1/2","Vodovod Přechovice - RVS",null,"změna 124686/2021","Strakonice","Přechovice","vodovod","Ing. Martina Doležalová"]
["2019-11-11","27.11.2019","2019-12-17",null,null,"130096/2019","Obec Přechovice","Obec Přechovice","3111-646181-00667781-2/1","Vodovod Přechovice - úprava vody",null,"změna 124686/2021","Strakonice","Přechovice","vodovod","Ing. Martina Doležalová"]
["2007-01-26","2007-03-19","2007-04-06",null,null,"3848/2007","Miloslav Nezdara","Město Strmilov","3105-621650-00247511-2/1","Studna S7 Česká Olešná",null,"zrušeno 148119/2018","Jindřichův Hradec","Strmilov","vodovod","Milan Nezdara",null,"KUCBAWZ0DU1C"]
["2007-01-26","2007-03-19","2007-04-06",null,null,"3848/2007","Miloslav Nezdara","Město Strmilov","3105-621650-00247511-2/2","Obecní studny S4, S5,S6",null,"zrušeno 148119/2018","Jindřichův Hradec","Strmilov","vodovod","Milan Nezdara",null,"KUCBAWZ0DU1C"]
["2007-01-26","2007-03-19","2007-04-06",null,null,"3848/2007","Miloslav Nezdara","Město Strmilov","3105-621650-00247511-3/1","Kanalizace Česká Olešná",null,"zrušeno 148119/2018","Jindřichův Hradec","Strmilov","kanalizace","Milan Nezdara",null,"KUCBAWZ0DU1C"]
["2007-01-26","2007-03-19","2007-04-06",null,null,"3848/2007","Miloslav Nezdara","Město Strmilov","3105-621650-00247511-1/2","Obecní vodovod - RVS Česká Olešná",null,"zrušeno 148119/2018","Jindřichův Hradec","Strmilov","vodovod","Milan Nezdara",null,"KUCBAWZ0DU1C"]
["2007-01-26","2007-03-08","2007-03-27",null,null,"3848/2007","Miloslav Nezdara","Zemědělské družstvo Popelín","3105-621650-00110680-1/2","Vodovod ZD- RVS Česká Olešná",null,"zrušeno 1810/2012","Jindřichův Hradec","Strmilov","vodovod","Milan Nezdara",null,"KUCBAWZ0DU1C"]
["2007-01-26","2007-03-08","2007-03-27",null,null,"3848/2007","Miloslav Nezdara","Zemědělské družstvo Popelín","3105-621650-00110680-2/1","Studny ZD S1, S2, S3 Česká Olešná",null,"zrušeno 1810/2012","Jindřichův Hradec","Strmilov","vodovod","Milan Nezdara",null,"KUCBAWZ0DU1C"]
["2007-01-26","2007-03-08","2007-03-27",null,null,"3848/2007","Miloslav Nezdara","Zemědělské družstvo Popelín","3105-621650-00110680-1/1","Vodovod ZD- PŘ Česká Olešná",null,"zrušeno 1810/2012","Jindřichův Hradec","Strmilov","vodovod","Milan Nezdara",null,"KUCBAWZ0DU1C"]
["2007-01-23","2007-04-03","2007-04-20",null,null,"4040/2007","VaK JČ a.s.","Obec Horní Stropnice","3113-644293-00244929-1/3","PŘ od VŠ Humenice, Olbramov - Olbramov",null,"Změna 89891/2020, zrušeno 2205/2021",null,null,null,null,null,"KUCBAWZ0DU4X"]
["2007-01-23","2007-04-03","2007-04-20",null,null,"4040/2007","VaK JČ a.s.","Obec Horní Stropnice","3113-644293-00244929-1/4","RVS Olbramov",null,"Změna 89891/2020, zrušeno 2205/2021",null,null,null,null,null,"KUCBAWZ0DU4X"]
["2015-04-01","2015-04-29","2015-05-16",null,null,"26347/2015","ČEVAK a.s.","Obec Horní Stropnice","3113-644196-00244929-4/2","ČOV Světví - kořenová",null,"Změna 89891/2020, zrušeno 2205/2021",null,null,null,null,null,"KUCBAWZ0DU4X"]
["2015-04-01","2015-04-29","2015-05-16",null,null,"26347/2015","ČEVAK a.s.","Obec Horní Stropnice","3113-644196-00244929-3/2","Horní Stropnice - Světví - stoková síť",null,"Změna 89891/2020, zrušeno 2205/2021",null,null,null,null,null,"KUCBAWZ0DU4X"]
["2020-07-16","2020-08-10","2020-09-02",null,null,"89891/2020","ČEVAK a.s.","Obec Horní Stropnice","3113-644170-00244929-2/1","Prameniště Nad Kostelem Dobrá Voda",null,"zrušeno 2202/2021"]
["2007-01-23","2007-03-07","2007-03-27",null,null,"4083/2007","ČEVAK a.s.","Obec Doubravice","3102-702064-00581259-3/1","Stoková síť Doubravice",null,"zrušeno 104112/2024","České Budějovice","Doubravice","kanalizace",null,null,"KUCBAWZ0DU4X"]
["2007-01-23","2007-03-07","2007-03-27",null,null,"4095/2007","ČEVAK a.s.","Obec Soběnov","3106-603210-00665657-1/1","PŘ od ČS k obdoč. na RVS Bída",null,"změna 30719/2021, zrušeno 99599/2024","Kaplice","Soběnov","vodovod","Ing. Olga Štíchová",null,"KUCBAWZ0DU4X"]
["2007-01-23","2007-03-07","2007-03-27",null,null,"4095/2007","ČEVAK a.s.","Obec Soběnov","3106-603210-00665657-1/2","RVS pro osadu Bída k před. Šachtě Smrhov",null,"změna 30719/2021, zrušeno 99599/2024","Kaplice","Soběnov","vodovod","Ing. Olga Štíchová",null,"KUCBAWZ0DU4X"]
["2007-01-23","2007-03-07","2007-03-27",null,null,"4095/2007","ČEVAK a.s.","Obec Soběnov","3106-603210-00665657-2/1","Areál studny, ČS s odkys. filtrem - osada Bída",null,"změna 30719/2021, zrušeno 99599/2024","Kaplice","Soběnov","vodovod","Ing. Olga Štíchová",null,"KUCBAWZ0DU4X"]
["2021-03-05","2021-04-06","2021-04-24",null,null,"30719/2021","ČEVAK a.s.","Obec Soběnov","3106-751677-00665657-1/4","Smrhov, RVS",null,"zrušeno 99599/2024","Kaplice","Soběnov","vodovod","Ing. Olga Štíchová"]
["2007-03-05","2007-03-26","2007-04-19",null,null,"5777/2007","VaK JČ a.s.","Město Nová Bystřice","3105-704971-00247138-1/1","N. Bystřice - N. Vojířov, PŘ",null,"změna 116211/2016, zrušeno 77552/2022",null,null,null,null,null,"KUCBAWZ0DU4X"]
["2007-03-05","2007-03-26","2007-04-19",null,null,"5777/2007","VaK JČ a.s.","Město Nová Bystřice","3105-705004-00247138-1/1","Hradiště - AŠ2, PŘ",null," zrušeno 77552/2022",null,null,null,null,null,"KUCBAWZ0DU4X"]
["2007-03-05","2007-03-26","2007-04-19",null,null,"5777/2007","VaK JČ a.s.","Město Nová Bystřice","3105-705004-00247138-1/2","Hradiště, RVS",null," zrušeno 77552/2022",null,null,null,null,null,"KUCBAWZ0DU4X"]
["2016-08-30","2016-09-19","2016-10-06",null,null,"116211/2016","ČEVAK a.s.","Město Nová Bystřice","3105-704971-00247138-1/2","Smrčná, RVS",null," zrušeno 77552/2022",null,null,null,null,null,"KUCBAWZ0DU4X"]
["2005-02-16","2005-03-04","2005-03-25",null,null,"5286/2005","ČEVAK a.s.","Město Nová Bystřice","3105-704971-00247138-4/1","ČOV Nová Bystřice",null,"změna 77552/2022","Jindřichův Hradec","Nová Bystřice","kanalizace","Ing. Martin Kalač",null,"KUCBAWZ0DTLR"]
["2022-06-20","2022-07-11","2022-07-27",null,null,"77552/2022","ČEVAK a.s.","Město Nová Bystřice","3105-704971-00247138-1/1","Nová Bystřice – Nový Vojířov, přívodní řad",null,null,"Jindřichův Hradec","Nová Bystřice","vodovod","Ing. Martin Kalač"]
["2022-06-20","2022-07-11","2022-07-27",null,null,"77552/2022","ČEVAK a.s.","Město Nová Bystřice","3105-705004-00247138-1/1","Nová Bystřice – Hradiště – VŠ Hradiště, přívodní řad",null,null,"Jindřichův Hradec","Nová Bystřice","vodovod","Ing. Martin Kalač"]
["2022-06-20","2022-07-11","2022-07-27",null,null,"77552/2022","ČEVAK a.s.","Město Nová Bystřice","3105-705004-00247138-1/2","Nová Bystřice – Hradiště – vodovodní síť",null,null,"Jindřichův Hradec","Nová Bystřice","vodovod","Ing. Martin Kalač"]
["2022-06-20","2022-07-11","2022-07-27",null,null,"77552/2022","ČEVAK a.s.","Město Nová Bystřice","3105-704971-00247138-1/2","Nová Bystřice – Smrčná- vodovodní síť",null,null,"Jindřichův Hradec","Nová Bystřice","vodovod","Ing. Martin Kalač"]
["2022-06-20","2022-07-11","2022-07-27",null,null,"77552/2022","ČEVAK a.s.","Město Nová Bystřice","3105-704971-00247138-1/3","N. Bystřice, N. Vojířov, Klášter, Ovčárna – vodovodní síť (město)",null,null,"Jindřichův Hradec","Nová Bystřice","vodovod","Ing. Martin Kalač"]
["2022-06-20","2022-07-11","2022-07-27",null,null,"77552/2022","ČEVAK a.s.","Město Nová Bystřice","3105-708046-00247138-2/1","Nová Bystřice – Nový Vojířov – zdroje",null,null,"Jindřichův Hradec","Nová Bystřice","vodovod","Ing. Martin Kalač"]
["2007-03-06","2007-03-29","2007-04-19",null,null,"6054/2007","Obec Malovice","Obec Malovice","3109-691216-00250571-2/1","Jímání a úprava vody",null,"změna 30880/2021, změna 132986/2023","Prachatice","Malovice","vodovod","Ing. Petr Hanslík",null,"KUCBAWZ0DU4X"]
["2007-03-06","2007-03-29","2007-04-19",null,null,"6054/2007","Obec Malovice","Obec Malovice","3109-691216-00250571-1/1","Výtlačný řad včetně VDJ",null,"změna 30880/2021, změna 132986/2023","Prachatice","Malovice","vodovod","Ing. Petr Hanslík",null,"KUCBAWZ0DU4X"]
["2007-03-06","2007-03-29","2007-04-19",null,null,"6054/2007","Obec Malovice","Obec Malovice","3109-691216-00250571-1/2","ZŘ od VDJ k RŠ na km 0,87 včetně místních částí Setuň a Vídeň",null,"změna 30880/2021, změna 132986/2023","Prachatice","Malovice","vodovod","Ing. Petr Hanslík",null,"KUCBAWZ0DU4X"]
["2007-03-06","2007-03-29","2007-04-19",null,null,"6054/2007","Obec Malovice","Obec Malovice","3109-691216-00250571-1/3","RVS Krtely od RŠ",null,"změna 30880/2021, změna 132986/2023","Prachatice","Malovice","vodovod","Ing. Petr Hanslík",null,"KUCBAWZ0DU4X"]
["2007-03-06","2007-03-29","2007-04-19",null,null,"6054/2007","Obec Malovice","Obec Malovice","3109-691224-00250571-1/2","ZŘ od RŠ na km 0,87 k VŠ na 3,725 včetně RVS Holečkov",null,"změna 30880/2021, změna 132986/2023","Prachatice","Malovice","vodovod","Ing. Petr Hanslík",null,"KUCBAWZ0DU4X"]
["2007-03-06","2007-03-29","2007-04-19",null,null,"6054/2007","Obec Malovice","Obec Malovice","3109-691224-00250571-1/1","RVS Hradiště od VŠ ",null,"změna 30880/2021, změna 132986/2023","Prachatice","Malovice","vodovod","Ing. Petr Hanslík",null,"KUCBAWZ0DU4X"]
["2007-03-06","2007-03-29","2007-04-19",null,null,"6054/2007","Obec Malovice","Obec Malovice","3109-691234-00250571-3/1","Kanalizace Malovice",null,"změna 30880/2021, změna 132986/2023","Prachatice","Malovice","kanalizace","Ing. Petr Hanslík",null,"KUCBAWZ0DU4X"]
["2007-03-06","2007-03-29","2007-04-19",null,null,"6054/2007","Obec Malovice","Obec Malovice","3109-691232-00250571-3/1","kanalizace Malovičky",null,"změna 30880/2021, změna 132986/2023","Prachatice","Malovice","kanalizace","Ing. Petr Hanslík",null,"KUCBAWZ0DU4X"]
["2007-03-06","2007-03-29","2007-04-19",null,null,"6054/2007","Obec Malovice","Obec Malovice","3109-691216-00250571-3/1","Kanalizace Krtely",null,"změna 30880/2021, změna 132986/2023","Prachatice","Malovice","kaanlizace","Ing. Petr Hanslík",null,"KUCBAWZ0DU4X"]
["2007-03-06","2007-03-29","2007-04-19",null,null,"6054/2007","Obec Malovice","Obec Malovice","3109-691241-00250571-3/1","Kanalizace Podeřiště",null,"změna 30880/2021, změna 132986/2023","Prachatice","Malovice","kaanlizace","Ing. Petr Hanslík",null,"KUCBAWZ0DU4X"]
["2007-03-30","2007-04-13","2007-05-03",null,null,"9257/2007","Obec Libětice","Obec Libětice","3111-752495-00667650-1/1","RVS Libětice",null,null,"Strakonice","Libětice","vodovod","František Blatský",null,"KUCBAWZ0DU4X"]
["2007-03-30","2007-04-13","2007-05-03",null,null,"9257/2007","Obec Libětice","Obec Libětice","3111-752495-00667650-2/1","studna + vrt",null,null,"Strakonice","Libětice","vodovod","František Blatský",null,"KUCBAWZ0DU4X"]
["2007-04-10","2007-04-30","2007-05-18",null,null,"9530/2007","Obec Bušanovice","Obec Bušanovice","3109-616273-00582999-1/1","Výtlačný řad od vrtů do VDJ",null,"zrušeno 115147/2025","Prachatice","Bušanovice","vodovod","Ing. Martin Sellner",null,"KUCBAWZ0DU4X"]
["2007-04-10","2007-04-30","2007-05-18",null,null,"9530/2007","Obec Bušanovice","Obec Bušanovice","3109-616273-00582999-2/1","Vrty Bušanovice ",null,"zrušeno 115147/2025","Prachatice","Bušanovice","vodovod","Ing. Martin Sellner",null,"KUCBAWZ0DU4X"]
["2007-04-10","2007-04-30","2007-05-18",null,null,"9530/2007","Obec Bušanovice","Obec Bušanovice","3109-616273-00582999-1/2","RVS Bušanovice",null,"změna 115147/2025","Prachatice","Bušanovice","vodovod","Ing. Martin Sellner",null,"KUCBAWZ0DU4X"]
["2007-04-10","2007-04-30","2007-05-18",null,null,"9530/2007","Obec Bušanovice","Obec Bušanovice","3109-616273-00582999-3/1","Kanalizace Bušanovice",null,"změna 115147/2025","Prachatice","Bušanovice","kanalizace","Ing. Martin Sellner",null,"KUCBAWZ0DU4X"]
["2025-10-10","5.12.20205","2025-12-30",null,null,"115147/2025","Obec Bušanovice","Obec Bušanovice","3109-616281-00582999-1/1","RVS Dolní Nakvasovice",null,null,"Prachatice","Bušanovice","vodovod","Ing. Martin Sellner"]
["2025-10-10","5.12.20205","2025-12-30",null,null,"115147/2025","Obec Bušanovice","Obec Bušanovice","3109-616290-00582999-1/1","Dolní Nakvasovice - přiváděcí řad do VDJ",null,null,"Prachatice","Bušanovice","vodovod","Ing. Martin Sellner"]
["2025-10-10","5.12.20205","2025-12-30",null,null,"115147/2025","Obec Bušanovice","Obec Bušanovice","3109-616281-00582999-2/1","Zdroje pro Dolní Nakvasovice",null,null,"Prachatice","Bušanovice","vodovod","Ing. Martin Sellner"]
["2025-10-10","5.12.20205","2025-12-30",null,null,"115147/2025","Obec Bušanovice","Obec Bušanovice","3109-616281-00582999-3/1","Kanalizace Dolní Nakvasovice",null,null,"Prachatice","Bušanovice","kanalizace","Ing. Martin Sellner"]
["2025-10-10","5.12.20205","2025-12-30",null,null,"115147/2025","Obec Bušanovice","Obec Bušanovice","3109-616273-00582999-1/1","Bušanovice - přiváděcí řad do VDJ",null,null,"Prachatice","Bušanovice","vodovod","Ing. Martin Sellner"]
["2025-10-10","5.12.20205","2025-12-30",null,null,"115147/2025","Obec Bušanovice","Obec Bušanovice","3109-616273-00582999-2/1","Zdroje pro Bušanovice",null,null,"Prachatice","Bušanovice","vodovod","Ing. Martin Sellner"]
["2007-04-10","2007-04-30","2007-05-18",null,null,"9532/2007","Obec Zbytiny","Obec Zbytiny","3109-792179-00250864-2/1","Jímání Blažejovice                        ",null,null,"Prachatice","Zbytiny","vodovod","Ing. Jiří Kušta",null,"KUCBAWZ0DU4X"]
["2007-04-10","2007-04-30","2007-05-18",null,null,"9532/2007","Obec Zbytiny","Obec Zbytiny","3109-792179-00250864-1/2","Vodovod Blažejovice",null,null,"Prachatice","Zbytiny","vodovod","Ing. Jiří Kušta",null,"KUCBAWZ0DU4X"]
["2007-04-10","2007-04-30","2007-05-18",null,null,"9532/2007","Obec Zbytiny","Obec Zbytiny","3109-792144-00250864-2/1","Jímání Zbytiny                        ",null,null,"Prachatice","Zbytiny","vodovod","Ing. Jiří Kušta",null,"KUCBAWZ0DU4X"]
["2007-04-10","2007-04-30","2007-05-18",null,null,"9532/2007","Obec Zbytiny","Obec Zbytiny","3109-792179-00250864-1/1","Vodovod  Zbytiny",null,null,"Prachatice","Zbytiny","vodovod","Ing. Jiří Kušta",null,"KUCBAWZ0DU4X"]
["2007-04-10","2007-04-30","2007-05-18",null,null,"9532/2007","Obec Zbytiny","Obec Zbytiny","3109-792179-00250864-3/1","kanalizace Blažejovice                        ",null,null,"Prachatice","Zbytiny","kanalizace","Ing. Jiří Kušta",null,"KUCBAWZ0DU4X"]
["2007-04-10","2007-04-30","2007-05-18",null,null,"9532/2007","Obec Zbytiny","Obec Zbytiny","3109-792179-00250864-4/2","ČOV Blažejovice",null,null,"Prachatice","Zbytiny","kanalizace","Ing. Jiří Kušta",null,"KUCBAWZ0DU4X"]
["2007-04-10","2007-04-30","2007-05-18",null,null,"9535/2007","Obec Radhostice","Obec Radhostice","3109-737631-00250643-2/1","Jímání Radhostice - 3 kopané studny ",null,"změna 62133/2022, 144405/2023","Prachatice","Radhostice","vodovod","Ing. Petr Hanslík",null,"KUCBAWZ0DU4X"]
["2007-04-10","2007-04-30","2007-05-18",null,null,"9535/2007","Obec Radhostice","Obec Radhostice","3109-737631-00250643-1/1","Vodovod Radhostice",null,"změna 62133/2022, 144405/2023","Prachatice","Radhostice","vodovod","Ing. Petr Hanslík",null,"KUCBAWZ0DU4X"]
["2007-04-16","2007-04-17","2007-05-05",null,null,"9812/2007","Obec Kovářov","Obec Kovářov","3107-671380-00249777-3/1","Kanalizace Kovářov",null,"změna 118575/2023, 150584/2024","Milevsko","Kovářov","kanalizace","Ing. Radek Mára",null,"KUCBAWZ0DU4X"]
["2007-04-17","2007-04-17","2007-05-03",null,null,"9947/2007","Obec Zlatá Koruna","Obec Zlatá Koruna","3103-793043-00246212-3/1","Stoková síť Zlatá Koruna – horní část",null,"změna 41409/2013","Český Krumlov","Zlatá Korunu","kanalizace","Milan Štindl",null,"KUCBAWZ0DU4X"]
["2007-04-17","2007-04-17","2007-05-03",null,null,"9947/2007","Obec Zlatá Koruna","Obec Zlatá Koruna","3103-793043-00246212-3/2","Stoková síť Zlatá Koruna – dolní část",null,"změna 41409/2013","Český Krumlov","Zlatá Korunu","kanalizace","Milan Štindl",null,"KUCBAWZ0DU4X"]
["2007-04-17","2007-04-17","2007-05-03",null,null,"9947/2007","Obec Zlatá Koruna","Obec Zlatá Koruna","3103-793035-00246212-3/1","Stoková síť Rájov – ČOV",null,"změna 41409/2013","Český Krumlov","Zlatá Korunu","kanalizace","Milan Štindl",null,"KUCBAWZ0DU4X"]
["2007-04-17","2007-04-17","2007-05-03",null,null,"9947/2007","Obec Zlatá Koruna","Obec Zlatá Koruna","3103-793035-00246212-3/2","Stoková síť Rájov – volná výusť",null,"změna 41409/2013","Český Krumlov","Zlatá Korunu","kanalizace","Milan Štindl",null,"KUCBAWZ0DU4X"]
["2007-04-17","2007-04-17","2007-05-03",null,null,"9947/2007","Obec Zlatá Koruna","Obec Zlatá Koruna","3103-793027-00246212-3/1","Stoková síť Plešovice",null,"změna 41409/2013","Český Krumlov","Zlatá Korunu","kanalizace","Milan Štindl",null,"KUCBAWZ0DU4X"]
["2007-04-17","2007-04-17","2007-05-03",null,null,"9947/2007","Obec Zlatá Koruna","Obec Zlatá Koruna","3103-793043-00246212-4/1","ČOV Zlatá Koruna – horní část",null,"změna 41409/2013","Český Krumlov","Zlatá Korunu","kanalizace","Milan Štindl",null,"KUCBAWZ0DU4X"]
["2007-04-17","2007-04-17","2007-05-03",null,null,"9947/2007","Obec Zlatá Koruna","Obec Zlatá Koruna","3103-793035-00246212-4/1","ČOV Rájov",null,"změna 41409/2013","Český Krumlov","Zlatá Korunu","kanalizace","Milan Štindl",null,"KUCBAWZ0DU4X"]
["2013-02-25","2013-03-18","2013-04-05",null,null,"9176/2013","Obec Zlatá Koruna","Obec Zlatá Koruna","3103-793043-00246212-4/2","ČOV Zlatá Koruna – dolní část",null,"změna 41409/2013","Český Krumlov","Zlatá Korunu","kanalizace","Milan Štindl",null,"KUCBAWZ0DU4X"]
["2013-07-30","2013-08-16","2013-09-06",null,null,"41409/2013","Obec Zlatá Koruna","Obec Zlatá Koruna","3103-736155-00246212-2/2"," Zlatá Koruna, vrt ZK-1 - odkyselení",null,null,"Český Krumlov","Zlatá Korunu","vodovod","Milan Štindl",null,"KUCBAWZ0DU4X"]
["2013-07-30","2013-08-16","2013-09-06",null,null,"41409/2013","Obec Zlatá Koruna","Obec Zlatá Koruna","3103-736155-00246212-2/1"," ÚV-Kokotín pro obec Zlatá Koruna",null,null,"Český Krumlov","Zlatá Korunu","vodovod","Milan Štindl",null,"KUCBAWZ0DU4X"]
["2013-07-30","2013-08-16","2013-09-06",null,null,"41409/2013","Obec Zlatá Koruna","Obec Zlatá Koruna","3103-736155-00246212-1/1 ","Zlatá Koruna, PŘ od vrtu ZK-1 do VDJ 50 m3",null,null,"Český Krumlov","Zlatá Korunu","vodovod","Milan Štindl",null,"KUCBAWZ0DU4X"]
["2013-07-30","2013-08-16","2013-09-06",null,null,"41409/2013","Obec Zlatá Koruna","Obec Zlatá Koruna","3103-793043-00246212-1/1"," Zlatá Koruna, Plešovice - RVS",null,null,"Český Krumlov","Zlatá Korunu","vodovod","Milan Štindl",null,"KUCBAWZ0DU4X"]
["2013-07-30","2013-08-16","2013-09-06",null,null,"41409/2013","Obec Zlatá Koruna","Obec Zlatá Koruna","3103-793035-00246212-1/1"," Rájov - RVS",null,null,"Český Krumlov","Zlatá Korunu","vodovod","Milan Štindl",null,"KUCBAWZ0DU4X"]
["2007-04-19","2007-05-14","2007-06-01",null,null,"10791/2007","ČEVAK a.s.","Obec Zlukov","3110-793361-00667315-3/1","SS Zlukov",null,"změna 123866/2025","Soběslav","Zlukov","kanalizace",null,null,"KUCBAWZ0DU4X"]
["2007-03-14","2007-04-03","2007-04-20",null,null,"6468/2007","Obec Nebahovy","Obec Nebahovy","3109-792284-00250597-2/1","vrt HJ-1 Nebahovy",null,"změna 150519/2023","Prachatice","Nebahovy","vodovod","Ing. Petr Hanzlík",null,"KUCBAWZ0DU4X"]
["2007-03-14","2007-04-03","2007-04-20",null,null,"6468/2007","Obec Nebahovy","Obec Nebahovy","3109-701700-00250597-1/1","výtlačný řad od vrtu do VDJ",null,"změna 150519/2023","Prachatice","Nebahovy","vodovod","Ing. Petr Hanzlík",null,"KUCBAWZ0DU4X"]
["2007-03-14","2007-04-03","2007-04-20",null,null,"6468/2007","Obec Nebahovy","Obec Nebahovy","3109-701700-00250597-2/1","RVS Nebahovy",null,"změna 150519/2023","Prachatice","Nebahovy","vodovod","Ing. Petr Hanzlík",null,"KUCBAWZ0DU4X"]
["2007-03-14","2007-04-03","2007-04-20",null,null,"6468/2007","Obec Nebahovy","Obec Nebahovy","3109-792284-00250597-1/1","RVS Zdenice",null,"změna 150519/2023","Prachatice","Nebahovy","vodovod","Ing. Petr Hanzlík",null,"KUCBAWZ0DU4X"]
["2007-03-14","2007-04-03","2007-04-20",null,null,"6468/2007","Obec Nebahovy","Obec Nebahovy","3109-701700-00250597-3/1","kanalizace Nebahovy",null,"změna 150519/2023","Prachatice","Nebahovy","kanalizace","Ing. Petr Hanzlík",null,"KUCBAWZ0DU4X"]
["2007-03-14","2007-04-03","2007-04-20",null,null,"6468/2007","Obec Nebahovy","Obec Nebahovy","3109-792284-00250597-3/1","kanalizace Zdenice",null,"změna 150519/2023","Prachatice","Nebahovy","kanalizace","Ing. Petr Hanzlík",null,"KUCBAWZ0DU4X"]
["2007-05-07","2007-06-01","2007-06-20",null,null,"13245/2007","EKOBIO ŠUMAVA spol. s r.o.","EKOBIO ŠUMAVA spol. s r.o.","3109-766852-41879198-3/1","KS Těšovice",null,"změna 85335/2015, změna 133105/2023","Prachatice","Těšovice","kanalizace","Ing.Petr Hanslík",null,"KUCBAWZ0DU4X"]
["2007-05-07","2007-06-01","2007-06-20",null,null,"13245/2007","EKOBIO ŠUMAVA spol. s r.o.","EKOBIO ŠUMAVA spol. s r.o.","3109-766852-41879198-4/1","ČOV  Těšovice",null,"změna 85335/2015, změna 133105/2023","Prachatice","Těšovice","kanalizace","Ing.Petr Hanslík",null,"KUCBAWZ0DU4X"]
["2007-04-23","2007-06-01","2007-06-20",null,null,"13930/2007","Obec Budíškovice","Obec Budíškovice","3104-713384-00246387-3/1","Kanalizační stoka Ostojkovice",null,"změna 33811/2017","Dačice","Budíškovice","kanalizace","Ing. Zdeněk Král",null,"KUCBAWZ0DU4X"]
["2007-04-23","2007-06-26","2007-07-17",null,null,"13930/2007","Obec Budíškovice","Obec Budíškovice","3104-615455-00246387-3/1","Kanalizační stoka Budíškovice",null,"změna 33811/2017","Dačice","Budíškovice","kanalizace","Ing. Zdeněk Král",null,"KUCBAWZ0DU4X"]
["2017-03-08","2017-03-20","2017-04-07",null,null,"33811/2017","Obec Budíškovice","Obec Budíškovice","3104-615455-00246387-4/1","Budíškovice, ČOV",null,null,"Dačice","Budíškovice","kanalizace","Ing. Zdeněk Král",null,"KUCBAWZ0DU4X"]
["2017-03-08","2017-03-20","2017-04-07",null,null,"33811/2017","Obec Budíškovice","Obec Budíškovice","3104-780391-00246387-3/1","Vesce, kanalizace",null,null,"Dačice","Budíškovice","kanalizace","Ing. Zdeněk Král",null,"KUCBAWZ0DU4X"]
["2017-03-08","2017-03-20","2017-04-07",null,null,"33811/2017","Obec Budíškovice","Obec Budíškovice","3104-780391-00246387-4/1","Vesce, ČOV",null,null,"Dačice","Budíškovice","kanalizace","Ing. Zdeněk Král",null,"KUCBAWZ0DU4X"]
["2007-05-15","2007-06-13","2007-07-10",null,null,"15455/2007","VaK JČ a.s.","Obec Dolní Třebonín","3103-790826-00245852-2/1","Vrt S2 Záluží",null,"zrušeno 39578/2017",null,null,null,null,null,"KUCBAWZ0DU4X"]
["2007-05-15","2007-06-13","2007-07-10",null,null,"15455/2007","VaK JČ a.s.","Obec Dolní Třebonín","3103-790796-00245852-1/1","Přívodní řad vrt S2 - VDJ Záluží",null,"zrušeno 39578/2017",null,null,null,null,null,"KUCBAWZ0DU4X"]
["2007-05-15","2007-06-13","2007-07-10",null,null,"15455/2007","VaK JČ a.s.","Obec Dolní Třebonín","3103-790826-00245852-1/1","Přívodní řad VDJ Záluží - bývalá ČS Záluží",null,"zrušeno 39578/2017",null,null,null,null,null,"KUCBAWZ0DU4X"]
["2007-05-15","2007-06-13","2007-07-10",null,null,"15455/2007","VaK JČ a.s.","Obec Dolní Třebonín","3103-790826-00245852-1/2","Rozvodná vodovodní síť Záluží",null,"zrušeno 39578/2017",null,null,null,null,null,"KUCBAWZ0DU4X"]
["2007-06-04","2007-07-02","2007-07-19",null,null,"18528/2007","VaK JČ a.s.","Vodárenské sdružení Bechyňsko","3112-758876-65972104-1/1","PŘ - RVS Sudoměřice - ČS Sudoměřice nová",null,"zrušeno rozhodnutím 19828/2009",null,null,null,null,null,"KUCBAWZ0DU4X"]
["2007-06-04","2007-07-02","2007-07-19",null,null,"18528/2007","VaK JČ a.s.","Vodárenské sdružení Bechyňsko","3112-758825-65972104-1/1","PŘ ČS Sudoměřice nová - VDJ Bechyňská Smoleč",null,"zrušeno rozhodnutím 19828/2009",null,null,null,null,null,"KUCBAWZ0DU4X"]
["2007-06-04","2007-07-02","2007-07-19",null,null,"18528/2007","VaK JČ a.s.","Vodárenské sdružení Bechyňsko","3112-758825-65972104-1/2","PŘ VDJ Bechyňská Smoleč - RVS Bechyňská Smoleč",null,"zrušeno rozhodnutím 19828/2009",null,null,null,null,null,"KUCBAWZ0DU4X"]
["2007-06-08","2007-07-09","2007-07-27",null,null,"18746/2007","Nemocnice Prachatice a.s.","Nemocnice Prachatice a.s.","3109-732630-26095165-2/1","vrty a úprava vody",null,"změna 1291/2024","Prachatice","Prachatice","vodovod","Ing. Petr Hanzlík",null,"KUCBAWZ0DU4X"]
["2007-06-08","2007-07-09","2007-07-27",null,null,"18746/2007","Nemocnice Prachatice a.s.","Nemocnice Prachatice a.s.","3109-732630-26095165-1/1","RVS Nemocnice",null,"změna 1291/2024","Prachatice","Prachatice","vodovod","Ing. Petr Hanzlík",null,"KUCBAWZ0DU4X"]
["2007-06-08","2007-07-09","2007-07-27",null,null,"18751/2007","Obec Chlumany","Zemědělská společnost Chlumany a.s.","3109-651702-00112925-2/1","Studna S1 ",null,"změna 144781/2023","Prachatice","Chlumany","vodovod","Ing. Petr Hanzlík",null,"KUCBAWZ0DU5S"]
["2007-06-08","2007-07-09","2007-07-27",null,null,"18751/2007","Obec Chlumany","Zemědělská společnost Chlumany a.s.","3109-651702-00112925-1/1","PŘ od S1 k VDJ",null,"změna 144781/2023","Prachatice","Chlumany","vodovod","Ing. Petr Hanzlík",null,"KUCBAWZ0DU5S"]
["2007-06-08","2007-07-09","2007-07-27",null,null,"18751/2007","Obec Chlumany","Zemědělská společnost Chlumany a.s.","3109-651702-00112925-1/2","ZŘ od VDJ k předávacímu místu",null,"změna 144781/2023","Prachatice","Chlumany","vodovod","Ing. Petr Hanzlík",null,"KUCBAWZ0DU5S"]
["2007-06-13","2007-07-11","2007-08-01",null,null,"20129/2007","Obec Mokrý Lom","Obec Mokrý Lom","3102-745707-00581771-1/1","RVS Mokrý Lom",null,null,"České Budějovice","Mokrý Lom","vodovod","Ing. Josef Tybitancl",null,"KUCBAWZ0DU5S"]
["2007-06-13","2007-07-11","2007-08-01",null,null,"20129/2007","Obec Mokrý Lom","Obec Mokrý Lom","3102-745707-00581771-3/1","KS Mokrý Lom",null,null,"České Budějovice","Mokrý Lom","kanalizace","Ing. Josef Tybitancl",null,"KUCBAWZ0DU5S"]
["2007-06-13","2007-07-11","2007-08-01",null,null,"20129/2007","Obec Mokrý Lom","Obec Mokrý Lom","3102-745707-00581771-4/1","ČOV Mokrý Lom",null,null,"České Budějovice","Mokrý Lom","kanalizace","Ing. Josef Tybitancl",null,"KUCBAWZ0DU5S"]
["2007-06-08","2007-07-26","2007-08-14",null,null,"20761/2007","Obec Chlumany","Obec Chlumany","3109-651702-00583022-2/1","Jímání vody",null,"změna 144781/2023, 125941/2025","Prachatice","Chlumany","vodovod","Ing. Petr Hanzlík",null,"KUCBAWZ0DU5S"]
["2007-06-08","2007-07-26","2007-08-14",null,null,"20761/2007","Obec Chlumany","Obec Chlumany","3109-651702-00583022-1/1","PŘ od zdrojů k PŘ od S1",null,"změna 144781/2023, 125941/2025","Prachatice","Chlumany","vodovod","Ing. Petr Hanzlík",null,"KUCBAWZ0DU5S"]
["2007-06-08","2007-07-26","2007-08-14",null,null,"20761/2007","Obec Chlumany","Obec Chlumany","3109-651702-00583022-1/2","RVS Chlumany",null,"změna 144781/2023, 125941/2025","Prachatice","Chlumany","vodovod","Ing. Petr Hanzlík",null,"KUCBAWZ0DU5S"]
["2025-11-07","2025-12-08","2025-12-30",null,null,"125941/2025","Obec Chlumany","Obec Chlumany","3109-651702-00583022-3/1","kanalizace Chlumany",null,null,"Prachatice","Chlumany","kanalizace","Ing. Petr Hanzlík"]
["2025-11-07","2025-12-08","2025-12-30",null,null,"125941/2025","Obec Chlumany","Obec Chlumany","3109-651702-00583022-4/1","ČOV Chlumany",null,null,"Prachatice","Chlumany","kanalizace","Ing. Petr Hanzlík"]
["2007-05-24","2007-07-13","2007-08-02",null,null,"16735/2007","ČEVAK a.s.","Obec Jistebnice","3112-661171-00252425-2/1","ÚV Jistebnice (včetně vrtů HJ1, HJ2, HJ3)",null,"zrušeno 95035/2025","Tábor","Jistebnice","vodovod","Ing. Olga Štíchová",null,"KUCBAWZ0DU5S"]
["2007-05-24","2007-07-13","2007-08-02",null,null,"16735/2007","ČEVAK a.s.","Obec Jistebnice","3112-661171-00252425-1/2","PŘ vrty HJ1. HJ2, HJ3 - ÚV Jistebnice",null,"zrušeno 95035/2025","Tábor","Jistebnice","vodovod","Ing. Olga Štíchová",null,"KUCBAWZ0DU5S"]
["2007-05-24","2007-07-13","2007-08-02",null,null,"16735/2007","ČEVAK a.s.","Obec Jistebnice","3112-661171-00252425-1/3","PŘ výtl. ÚV Jistebnice - VDJ Jistebnice",null,"zrušeno 95035/2025","Tábor","Jistebnice","vodovod","Ing. Olga Štíchová",null,"KUCBAWZ0DU5S"]
["2007-05-24","2007-07-13","2007-08-02",null,null,"16735/2007","ČEVAK a.s.","Obec Jistebnice","3112-661171-00252425-1/4","PŘ VDJ Jistebnice - RVS Jistebnice",null,"zrušeno 95035/2025","Tábor","Jistebnice","vodovod","Ing. Olga Štíchová",null,"KUCBAWZ0DU5S"]
["2007-05-24","2007-07-13","2007-08-02",null,null,"16735/2007","ČEVAK a.s.","Obec Jistebnice","3112-661171-00252425-1/5","RVS Jistebnice",null,"zrušeno 95035/2025","Tábor","Jistebnice","vodovod","Ing. Olga Štíchová",null,"KUCBAWZ0DU5S"]
["2007-05-28","2007-08-07","2007-08-25",null,null,"16736/2007","NOVADUS, spol. s r.o.","Majetková, správní a delimitační unie odborovách svazů, občanské sdružení","3116-753386-00469483-1/1","Zadov přívodní řad",null,null,"Vimperk","Zadov","vodovod","Ing. Vladimír Kovalčík",null,"KUCBAWZ0DU5S"]
["2007-06-19","2007-08-23","2007-09-11",null,null,"19843/2007","Ing. Václav Fridrich","Obec Zálezly","3116-790656-00250856-1/1","PŘ Zálezly",null,"zrušeno 9044/2012","Prachatice","Zálezly","vodovod","Ing. Václav Fridrich",null,"KUCBAWZ0DU5S"]
["2007-06-19","2007-08-23","2007-09-11",null,null,"19843/2007","Ing. Václav Fridrich","Obec Zálezly","3116-790656-00250856-1/2","RVS Zálezly",null,"zrušeno 9044/2012","Prachatice","Zálezly","vodovod","Ing. Václav Fridrich",null,"KUCBAWZ0DU5S"]
["2007-06-19","2007-08-23","2007-09-11",null,null,"19843/2007","Ing. Václav Fridrich","Obec Zálezly","3116-790656-00250856-3/1","KS Zálezly",null,"zrušeno 9044/2012","Prachatice","Zálezly","kanalizace","Ing. Václav Fridrich",null,"KUCBAWZ0DU5S"]
["2007-06-19","2007-08-23","2007-09-11",null,null,"19843/2007","Ing. Václav Fridrich","Obec Zálezly","3116-790656-00250856-4/1","ČOV Zálezly",null,"zrušeno 9044/2012","Prachatice","Zálezly","kanalizace","Ing. Václav Fridrich",null,"KUCBAWZ0DU5S"]
["2007-06-25","2007-08-08","2007-08-31",null,null,"20929/2007","Obec Přešťovice","Obec Přešťovice","3111-735264-00251704-3/1","kanlizace Přešťovice 36",null,"změna 32180/2013","Strakonice","Přešťovice","kanalizace","Vladimír Kohout",null,"KUCBAWZ0DU5S"]
["2013-06-07","2013-07-01","2013-07-19",null,null,"32180/2013","Obec Přešťovice","Obec Přešťovice","3111-735264-00251704-4/1","ČOV Přešťovice 36",null,null,"Strakonice","Přešťovice","kanalizace","Vladimír Kohout",null,"KUCBAWZ0DU5S"]
["2007-07-31","2007-08-23","2007-09-11",null,null,"25432/2007","VaK JČ a.s.","Obec Radětice","3112-737593-00252743-1/1","PŘ do ATS Radětice",null,"zrušeno rozhodnutím 19832/2009",null,null,null,null,null,"KUCBAWZ0DU5S"]
["2007-07-31","2007-08-23","2007-09-11",null,null,"25432/2007","VaK JČ a.s.","Obec Radětice","3112-737593-00252743-1/2","RVS Radětice",null,"zrušeno rozhodnutím 19832/2009",null,null,null,null,null,"KUCBAWZ0DU5S"]
["2007-07-24","2007-09-21","2007-10-16",null,null,"25335/2007","Ing. Václav Fridrich","Domov důchodců Stachy - kůsov","3116-753386-00477095-1/1","Vodovod Kůsov",null,"zrušeno, provozovatel zemřel","Vimperk","Stachy","vodovod","Ing. Václav Fridrich",null,"KUCBAWZ0DU5S"]
["2007-07-24","2007-09-21","2007-10-16",null,null,"25335/2007","Ing. Václav Fridrich","Domov důchodců Stachy - kůsov","3116-753386-00477095-2/1","Úpravna vody - Kůsov",null,"zrušeno, provozovatel zemřel","Vimperk","Stachy","vodovod","Ing. Václav Fridrich",null,"KUCBAWZ0DU5S"]
["2007-08-13","2007-09-20","2007-10-11",null,null,"27025/2007","Obec Branišov","Obec Branišov","3102-633615-00581666-3/1","Stoková síť Branišov",null,"Zrušeno 86927/2025","České Budějovice","Branišov","kanalizace","Ing. Jiří Kušta",null,"KUCBAWZ0DU5S"]
["2007-08-20","2007-09-20","2007-10-13",null,null,"27329/2007","Ing. Václav Fridrich"," Obec Mazelov","3102-762440-00581453-1/1","PŘ Mazelov",null,"zrušeno 5321/2024","České Budějovice","Mazelov","vodovod","Ing. Václav Fridrich",null,"KUCBAWZ0DU5S"]
["2007-08-20","2007-09-20","2007-10-13",null,null,"27329/2007","Ing. Václav Fridrich","Obec Mazelov","3102-762440-00581453-1/2","RVS Mazelov",null,"zrušeno 5321/2024","České Budějovice","Mazelov","vodovod","Ing. Václav Fridrich",null,"KUCBAWZ0DU5S"]
["2007-08-22","2007-10-09","2007-10-31",null,null,"27586/2007","ČEVAK a.s.","Obec Borová Lada","3116-707899-00250341-1/1","Borová Lada-př. řad: zdroje-VDJ Borová Lada",null,"změna 49767/2020","Vimperk","Borová Lada","vodovod","Ing. Martin Kalač",null,"KUCBAWZ0DU5S"]
["2007-08-22","2007-10-09","2007-10-31",null,null,"27586/2007","ČEVAK a.s.","Obec Borová Lada","3116-707899-00250341-1/2","Borová Lada-př. řad: VDJ-RVS Borová Lada",null,"změna 49767/2020","Vimperk","Borová Lada","vodovod","Ing. Martin Kalač",null,"KUCBAWZ0DU5S"]
["2007-08-22","2007-10-09","2007-10-31",null,null,"27586/2007","ČEVAK a.s.","Obec Borová Lada","3116-707899-00250341-1/3","Borová Lada - vodovodní síť Borová Lada",null,"změna 49767/2020","Vimperk","Borová Lada","vodovod","Ing. Martin Kalač",null,"KUCBAWZ0DU5S"]
["2007-08-22","2007-10-09","2007-10-31",null,null,"27586/2007","ČEVAK a.s.","Obec Borová Lada","3116-707899-00250341-2/1","Borová Lada - prameniště Borová Lada",null,"změna 49767/2020","Vimperk","Borová Lada","vodovod","Ing. Martin Kalač",null,"KUCBAWZ0DU5S"]
["2007-08-22","2007-10-09","2007-10-31",null,null,"27586/2007","ČEVAK a.s.","Obec Borová Lada","3116-707899-00250341-3/1","Borová Lada - stoková síť Borová Lada",null,"změna 49767/2020","Vimperk","Borová Lada","kanalizace","Ing. Martin Kalač",null,"KUCBAWZ0DU5S"]
["2007-08-22","2007-10-09","2007-10-31",null,null,"27586/2007","ČEVAK a.s.","Obec Borová Lada","3116-707899-00250341-4/1","Borová Lada: ČOV",null,"změna 49767/2020","Vimperk","Borová Lada","kanalizace","Ing. Martin Kalač",null,"KUCBAWZ0DU5S"]
["2020-04-08","2020-07-14","2020-08-01",null,null,"49767/2020","ČEVAK a.s.","Obec Borová Lada","3116-707899-00250341-4/2","Borová Lada - ČOV nová",null,null,"Vimperk","Borová Lada","kanalizace","Ing. Martin Kalač"]
["2007-08-24","2007-08-24","2007-09-11",null,null,"27606/2007","Obec Strážkovice","Obec Strážkovice","3102-756598-00245461-3/1","stoková síť Kanalizace Strážkovice",null,"změna79547/2016","České Budějovice","Strážkovice","kanalice","Pavel Kolář",null,"KUCBAWZ0DU5S"]
["2008-03-12","2008-05-29","2008-06-19",null,null,"8258/2008","Obec Strážkovice","Obec Strážkovice","3102-756598-00245461-1/1","přívodní řad Vodovod Strážkovice",null,"změna79547/2016","České Budějovice","Strážkovice","vodovod","Pavel Kolář",null,"KUCBAWZ0DU5S"]
["2016-06-07","2016-07-11","2016-08-04",null,null,"79547/2016","Obec Strážkovice","Obec Strážkovice","3102-756598-00245461-1/2","rozvodná vodovodní síť Vodovod Strážkovice",null,null,"České Budějovice","Strážkovice","vodovod","Pavel Kolář",null,"KUCBAWZ0DU5S"]
["2016-06-07","2016-07-11","2016-08-04",null,null,"79547/2016","Obec Strážkovice","Obec Strážkovice","3102-756598-00245461-1/3","rozvodná vodovodní síť Vodovod Řevňovice",null,null,"České Budějovice","Strážkovice","vodovod","Pavel Kolář",null,"KUCBAWZ0DU5S"]
["2016-06-07","2016-07-11","2016-08-04",null,null,"79547/2016","Obec Strážkovice","Obec Strážkovice","3102-756598-00245461-4/1","ČOV Strážkovice",null,null,"České Budějovice","Strážkovice","kanalizace","Pavel Kolář",null,"KUCBAWZ0DU5S"]
["2007-08-30","2007-09-27","2007-10-20",null,null,"28782/2007","Obec Žernovice","Obec Žernovice","3109-701718-00583162-2/1","Vrtaná studna HJ 2",null,"změna 2111/2024, 61716/2025","Prachatice","Žernovice","vodovod","Ing. Martin Sellner",null,"KUCBAWZ0DU5S"]
["2007-08-30","2007-09-27","2007-10-20",null,null,"28782/2007","Obec Žernovice","Obec Žernovice","3109-701718-00583162-1/1","Přívodní řad od vrtané studny do VDJ",null,"změna 2111/2024, 61716/2025","Prachatice","Žernovice","vodovod","Ing. Martin Sellner",null,"KUCBAWZ0DU5S"]
["2007-08-30","2007-09-27","2007-10-20",null,null,"28782/2007","Obec Žernovice","Obec Žernovice","3109-701718-00583162-1/2","RVS Žernovice",null,"změna 2111/2024, 61716/2025","Prachatice","Žernovice","vodovod","Ing. Martin Sellner",null,"KUCBAWZ0DU5S"]
["2007-09-10","2007-11-13","2007-12-04",null,null,"29168/2007","Obec Budislav","Obec Budislav","3110-615421-00252140-2/1","vrty Budislav",null,null,"Soběslav","Budislav","vodovod","Miroslav Němec",null,"KUCBAWZ0DU5S"]
["2007-09-10","2007-11-13","2007-12-04",null,null,"29168/2007","Obec Budislav","Obec Budislav","3110-615421-00252140-1/1","PŘ vrty - VDJ Budislav (vč. vodojemu)",null,null,"Soběslav","Budislav","vodovod","Miroslav Němec",null,"KUCBAWZ0DU5S"]
["2007-09-10","2007-11-13","2007-12-04",null,null,"29168/2007","Obec Budislav","Obec Budislav","3110-615421-00252140-1/2","Rozvodná vodovodní síť Budislav",null,null,"Soběslav","Budislav","vodovod","Miroslav Němec",null,"KUCBAWZ0DU5S"]
["2007-09-10","2007-11-13","2007-12-04",null,null,"29168/2007","Obec Budislav","Obec Budislav","3110-615421-00252140-1/3","Stoková síť Budislav",null,null,"Soběslav","Budislav","vodovod","Miroslav Němec",null,"KUCBAWZ0DU5S"]
["2007-09-11","2007-11-13","2007-12-04",null,null,"29482/2007","ČEVAK a.s.","Obec Skalice","3110-747882-00252867-1/1","PŘ RVS Skalice - RVS Rybova Lhota",null,"zrušeno 149999/2023","Soběslav","Rybova Lhota","vodovod","Ing. Olga Štíchová",null,"KUCBAWZ0DU5S"]
["2007-09-11","2007-11-13","2007-12-04",null,null,"29482/2007","ČEVAK a.s.","Obec Skalice","3110-747882-00252867-1/2","RVS Rybova Lhota",null,"zrušeno 149999/2023","Soběslav","Rybova Lhota","vodovod","Ing. Olga Štíchová",null,"KUCBAWZ0DU5S"]
["2007-09-11","2007-11-13","2007-12-04",null,null,"29482/2007","ČEVAK a.s.","Obec Skalice","3110-770019-00252867-1/1","PŘ RVS Skalice - RVS Třebiště",null,"zrušeno 149999/2023","Soběslav","Třebiště","vodovod","Ing. Olga Štíchová",null,"KUCBAWZ0DU5S"]
["2007-09-11","2007-11-13","2007-12-04",null,null,"29482/2007","ČEVAK a.s.","Obec Skalice","3110-770019-00252867-1/2","RVS Třebiště",null,"zrušeno 149999/2023","Soběslav","Třebiště","vodovod","Ing. Olga Štíchová",null,"KUCBAWZ0DU5S"]
["2007-09-11","2007-11-13","2007-12-04",null,null,"29483/2007","VaK JČ a.s.","Hanson ČR, a.s.","3112-721336-46680438-1/1","RVS Hůrka - Planá nad Lužnicí",null,"zrušeno 28486/2014","Tábor","Planá nad Lužnicí","vodovod","Ing. Olga Štíchová",null,"KUCBAWZ0DU5S"]
["2014-05-02","2014-05-30","2014-06-18",null,null,"28486/2014","ČEVAK a.s.","Českomoravský štěrk, a.s.","3112-721336-25502247-1/1","RVS Hůrka - Planá nad Lužnicí",null,null,"Tábor","Planá nad Lužnicí","vodovod","Ing. Olga Štíchová",null,"KUCBAWZ0DU5S"]
["2007-10-08","2007-11-01","2007-11-21",null,null,"31233/2007","Ing. Václav Fridrich","Obec Vitějovice","3109-782670-00250813-1/1","Vodovod Vitějovice I.",null,"zrušeno 28808/2021","Prachatice","Vitějovice","vodovod","Ing. Václav Fridrich",null,"KUCBAWZ0DU5S"]
["2007-10-08","2007-11-01","2007-11-21",null,null,"31233/2007","Ing. Václav Fridrich","Obec Vitějovice","3109-782670-00250813-1/2","Vodovod Vitějovice II.",null,"zrušeno 28808/2021","Prachatice","Vitějovice","vodovod","Ing. Václav Fridrich",null,"KUCBAWZ0DU5S"]
["2007-10-08","2007-11-01","2007-11-21",null,null,"31233/2007","Ing. Václav Fridrich","Obec Vitějovice","3109-782670-00250813-3/1","Kanalizace Vitějovice",null,"zrušeno 28808/2021","Prachatice","Vitějovice","kanalizace","Ing. Václav Fridrich",null,"KUCBAWZ0DU5S"]
["2007-10-08","2007-12-05","2007-12-22",null,null,"31232/2007","Ing. Václav Fridrich","Jan Tomášek","3116-707902-47261587-1/1","Vodovod Nové Hutě I.",null,"zrušeno 17070/2012","Vimperk","Nové Hutě","vodovod","Ing. Václav Fridrich",null,"KUCBAWZ0DU7I"]
["2007-10-08","2007-12-05","22.12.200",null,null,"31232/2007","Ing. Václav Fridrich","Jan Tomášek","3116-707902-47261587-1/2","Vodovod Nové Hutě II.",null,"zrušeno 17070/2012","Vimperk","Nové Hutě","vodovod","Ing. Václav Fridrich",null,"KUCBAWZ0DU7I"]
["2007-10-17","2007-10-19","2007-10-20",null,null,"31700/2007","Obec Strážný","Obec Strážný","3116-756687-00250694-1/1","Strážný vodovod",null,"změna č.j. KUJCK 19398/2008, 144774/2023,  66886/2024","Vimperk","Strážný","vodovod","Ing. Radek Mára",null,"KUCBAWZ0DU7I"]
["2007-10-17","2007-10-19","2007-10-20",null,null,"31700/2007","Obec Strážný","Obec Strážný","3116-756687-00250694-2/1","Strážný úpravna vody",null,"změna č.j. KUJCK 19398/2008, 144774/2023,  66886/2024","Vimperk","Strážný","vodovod","Ing. Radek Mára",null,"KUCBAWZ0DU7I"]
["2007-10-17","2007-10-19","2007-10-20",null,null,"31700/2007","Obec Strážný","Obec Strážný","3116-756687-00250694-3/1","Strážný - kanalizace",null,"změna č.j. KUJCK 19398/2008, 144774/2023,  66886/2024","Vimperk","Strážný","kanalizace","Ing. Radek Mára",null,"KUCBAWZ0DU7I"]
["2007-10-17","2007-10-19","2007-10-20",null,null,"31700/2007","Obec Strážný","Obec Strážný","3116-756687-00250694-4/1","Strážný ČOV",null,"změna č.j. KUJCK 19398/2008, 144774/2023,  66886/2024","Vimperk","Strážný","kanalizace","Ing. Radek Mára",null,"KUCBAWZ0DU7I"]
["2007-11-28","2007-12-20","2008-01-08",null,null,"35318/2007","Zemědělská společnost Dubné a.s.","Zemědělská společnost Dubné a.s.","3102-789275-26030993-2/1","Záboří - studna",null,"změna 150513/2023","České Budějovice","Záboří","vodovod","Ing. Petr Hanzlík",null,"KUCBAWZ0DU7I"]
["2007-11-28","2007-12-20","2008-01-08",null,null,"35318/2007","Zemědělská společnost Dubné a.s.","Zemědělská společnost Dubné a.s.","3102-738557-26030993-1/1","PŘ od VDJ 150 k RŠ Strýčice",null,"změna 150513/2023","České Budějovice","Radošovice","vodovod","Ing. Petr Hanzlík",null,"KUCBAWZ0DU7I"]
["2007-11-28","2007-12-20","2008-01-08",null,null,"35318/2007","Zemědělská společnost Dubné a.s.","Zemědělská společnost Dubné a.s.","3102-738557-26030993-1/2","RVS Radošovice do Tupes",null,"změna 150513/2023","České Budějovice","Radošovice","vodovod","Ing. Petr Hanzlík",null,"KUCBAWZ0DU7I"]
["2007-11-28","2007-12-20","2008-01-08",null,null,"35318/2007","Zemědělská společnost Dubné a.s.","Zemědělská společnost Dubné a.s.","3102-738573-26030993-1/1","RŘ Radošovice do Tupes",null,"změna 150513/2023","České Budějovice","Tupesy","vodovod","Ing. Petr Hanzlík",null,"KUCBAWZ0DU7I"]
["2007-11-28","2007-12-20","2008-01-08",null,null,"35318/2007","Zemědělská společnost Dubné a.s.","Zemědělská společnost Dubné a.s.","3102-738573-26090393-1/2","PŘ VŠ na VS Jč do Tupes",null,"změna 150513/2023","České Budějovice","Tupesy","vodovod","Ing. Petr Hanzlík",null,"KUCBAWZ0DU7I"]
["2007-11-30","2007-12-13","2007-12-18",null,null,"35316/2007","VaK JČ a.s.","VaK JČ a.s.","3102-622729-60071371-1/1","RVS areál Globus",null,"zrušeno 4793/2012","České Budějovice","České Budějovice","vodovod","Ing. Olga Štíchová",null,"KUCBAWZ0DU7I"]
["2007-11-30","2007-12-13","2007-12-18",null,null,"35316/2007","VaK JČ a.s.","VaK JČ a.s.","3102-622729-60071371-3/1","Stoková síť areál Globus",null,"zrušeno 4793/2012","České Budějovice","České Budějovice","kanalizace","Ing. Olga Štíchová",null,"KUCBAWZ0DU7I"]
["2012-02-27","2012-03-20","2012-04-05",null,null,"4793/2012","ČEVAK a.s.","ČEVAK a.s.","3102-622729-60849657-1/1","RVS areál Globus",null,null,null,null,null,null,null,"KUCBAWZ0DU7I"]
["2012-02-27","2012-03-20","2012-04-05",null,null,"4793/2012","ČEVAK a.s.","ČEVAK a.s.","3102-622729-60849657-3/1","Stoková síť areál Globus",null,null,null,null,null,null,null,"KUCBAWZ0DU7I"]
["2007-12-10","2008-01-28","2008-02-15",null,null,"35699/2007","VaK JČ a.s.","Obec Libějovice","3117-681954-00667641-1/1","Rozvodná vodovodní síť",null,"zrušeno 112785/2021","Vodňany","Libějovice","vodovod","Ing. Olga Štíchová",null,"KUCBAWZ0DU7I"]
["2007-12-10","2008-01-28","2008-02-15",null,null,"35699/2007","VaK JČ a.s.","Obec Libějovice","3117-681962-00667641-1/1","PŘ od řadu VSJČ na VDJ Lomec - Nestanice",null,"zrušeno 112785/2021","Vodňany","Libějovice","vodovod","Ing. Olga Štíchová",null,"KUCBAWZ0DU7I"]
["2007-12-10","2008-01-28","2008-02-15",null,null,"35699/2007","VaK JČ a.s.","Obec Libějovice","3117-681962-00667641-1/2","Rozvodná vodovodní síť Nestanice",null,"zrušeno 112785/2021","Vodňany","Libějovice","vodovod","Ing. Olga Štíchová",null,"KUCBAWZ0DU7I"]
["2007-12-10","2008-01-28","2008-02-15",null,null,"35699/2007","VaK JČ a.s.","Obec Libějovice","3117-681946-00667641-1/1","PŘ Nestanice-Černěves",null,"zrušeno 112785/2021","Vodňany","Libějovice","vodovod","Ing. Olga Štíchová",null,"KUCBAWZ0DU7I"]
["2007-12-10","2008-01-28","2008-02-15",null,null,"35699/2007","VaK JČ a.s.","Obec Libějovice","3117-681946-00667641-1/2","Rozvodná vodovodní síť Černěves",null,"zrušeno 112785/2021","Vodňany","Libějovice","vodovod","Ing. Olga Štíchová",null,"KUCBAWZ0DU7I"]
["2021-10-12","2021-11-02","2021-11-19",null,null,"112785/2021","ČEVAK a.s.","Obec Libějovice","3117-681954-00667641-1/1","Libějovice - -vodovodní síť",null,null,"Vodňany","Libějovice","vodovod","Ing. Olga Štíchová"]
["2021-10-12","2021-11-02","2021-11-19",null,null,"112785/2021","ČEVAK a.s.","Obec Libějovice","3117-681962-00667641-1/1","Libějovice - Nestanice, Černěves - vodovodní síť",null,null,"Vodňany","Libějovice","vodovod","Ing. Olga Štíchová"]
["2008-01-10","2008-01-14","2008-02-02",null,null,"908/2008","Obec Přeborov","Obec Přeborov","3107-734128-00583987-3/1","KS Přeborov",null,"změna 97133/2021","Milevsko","Přeborov","kanalizace","Ing. Václav Fučík",null,"KUCBAWZ0DU7I"]
["2021-09-06","2021-09-24","2021-10-16",null,null,"97133/2021","Obec Přeborov","Obec Přeborov","3107-734128-00583987-4/1","ČOV Přeborov",null,null,"Milevsko","Přeborov","kanalizace","Ing. Václav Fučík"]
["2008-01-14","2008-01-18","2008-02-08",null,null,"944/2008 ","Obec Záhorčice","Obec Záhorčice","3111-789798-00667951-3/1","Kanalizace Záhorčice",null,"změna 147/2012","Strakonice","Záhorčice","kanalizace","Petr Beran",null,"KUCBAWZ0DU7I"]
["2011-12-30","2012-01-03","2012-01-21",null,null,"147/2012","Obec Záhorčice","Obec Záhorčice","3111-789798-00667951-4/1","ČOV Záhorčice",null,null,"Strakonice","Záhorčice","kanalizace","Petr Beran",null,"KUCBAWZ0DU7I"]
["2007-12-17","2008-04-10","2008-04-30",null,null,"35861/2007","Vojenské lesy a statky ČR, s.p.","Vojenské lesy a statky ČR, s.p.","3103-991741-00000205-1/1","Zdroj a úpravna vody Květušín",null,"zrušeno 128005/2016","Český Krumlov","Boletice","vodovod","František Lešek",null,"KUCBAWZ0DU7I"]
["2007-12-17","2008-04-10","2008-04-30",null,null,"35861/2007","Vojenské lesy a statky ČR, s.p.","Vojenské lesy a statky ČR, s.p.","3103-991741-00000205-2/1","Rozvodná vodovodní síť Květušín",null,"zrušeno 128005/2016","Český Krumlov","Boletice","vodovod","František Lešek",null,"KUCBAWZ0DU7I"]
["2007-12-17","2008-04-10","2008-04-30",null,null,"35861/2007","Vojenské lesy a statky ČR, s.p.","Vojenské lesy a statky ČR, s.p.","3103-991741-00000205-3/1","Stoková síť Květušín",null,"zrušeno 128005/2016","Český Krumlov","Boletice","kanalizace","František Lešek",null,"KUCBAWZ0DU7I"]
["2007-12-17","2008-04-10","2008-04-30",null,null,"35861/2007","Vojenské lesy a statky ČR, s.p.","Vojenské lesy a statky ČR, s.p.","3103-991741-00000205-4/1","Čistírna odpadních vod Květušín",null,"zrušeno 128005/2016","Český Krumlov","Boletice","kanalizace","František Lešek",null,"KUCBAWZ0DU7I"]
["2008-01-14","2008-01-18","2008-02-12",null,null,"1128/2008","Obec Rovná","Obec Rovná","3111-742112-00667811-3/1","Rovná 20",null,null,"Strakonice","Rovná","kanalizace","Jaroslav Kůta",null,"KUCBAWZ0DU7I"]
["2008-01-14","2008-02-20","2008-03-11",null,null,"1129/2008","Zemědělská společnost Dubné a.s.","Obec Radošovice","3102-738573-00581879-1/1","RVS Tupesy",null,"změna 14247/2024","České Budějovice","Tupesy","vodovod","Ing. Petr Hanzlík",null,"KUCBAWZ0DU7I"]
["2008-01-16","2008-01-17","2008-02-13",null,null,"1227/2008","Obec Libětice","Obec Libětice","3111-752495-00667650-3/1","Kanalizace  Libětice",null,null,"Strakonice","Libětice","kanalizace","František Blatský",null,"KUCBAWZ0DU7I"]
["2008-01-14","2008-02-15","2008-03-07",null,null,"1318/2008","VaK JČ a.s.","Město Kardašova Řečice","3105-663221-00246905-1/1","Nítovice, RVS vč. PŘ",null,null,"Jindřichův Hradec","Kardašova Řečice","vodovod","Ing. Olga Štíchová",null,"KUCBAWZ0DU7I"]
["2008-01-18","2008-01-21","2008-02-13",null,null,"1555/2008","Obec Hartmanice","Obec Hartmanice","3115-797031-00581291-3/1","Kanalizace Hartmanice",null,"změna 52679/2015","Týn nad Vltavou","Hartmanice","kanalizace","Jiří Netík",null,"KUCBAWZ0DU7I"]
["2015-06-17","2015-07-24","2015-08-13",null,null,"52679/2015","Obec Hartmanice","Obec Hartmanice","3115-797031-00581291-4/1","ČOV Hartmanice",null,null,"Týn nad Vltavou","Hartmanice","kanalizace","Jiří Netík",null,"KUCBAWZ0DU7I"]
["2008-01-18","2008-02-22","2008-03-27",null,null,"1582/2008","Obec Libějice","Obec Libějice","3112-737887-00666998-3/1","Kanalizace Libějice",null,"změna 68165/2013","Tábor","Libějice","kanalizace","Ing. Jaromír Matoušek",null,"KUCBAWZ0DU7I"]
["2013-12-09","2013-12-11","2014-01-08",null,null,"68165/2013","Obec Libějice","Obec Libějice","3112-737887-00666998-4/1","ČOV Libějice",null,null,"Tábor","Libějice","kanalizace","Ing. Jaromír Matoušek",null,"KUCBAWZ0DU7I"]
["2008-01-18","2008-03-03","2008-03-26",null,null,"1583/2008","Obec Malovice","Obec Malovice","3109-691232-00250571-1/1","RVS Malovičky",null,"změna 30880/2021, 132986/2023","Prachatice","Malovice","vodovod","Ing. Petr Hanzlík",null,"KUCBAWZ0DU7I"]
["2008-01-18","2008-03-03","2008-03-26",null,null,"1583/2008","Obec Malovice","Obec Malovice","3109-691224-00250571-1/3","RVS Malovice",null,"změna 30880/2021, 132986/2023","Prachatice","Malovice","vodovod","Ing. Petr Hanzlík",null,"KUCBAWZ0DU7I"]
["2021-03-10","2021-04-01","2021-04-23",null,null,"30880/2021","Obec Malovice","Obec Malovice","3109-691232-00250571-4/1","ČOV Malovičky",null,"změna  132986/2023","Prachatice","Malovice","kanalizace","Ing. Petr Hanzlík"]
["2023-11-08","2023-12-12","2024-01-04",null,null,"132986/2023","Obec Malovice","Obec Malovice","3109-691241-00250571-1/1","Vodovod Podeřiště",null,null,"Prachatice","Malovice","vodovod","Ing. Petr Hanzlík"]
["2008-01-21","2008-01-21","2008-02-08",null,null,"1631/2008","Obec Frahelž","Obec Frahelž","3114-686689-00512982-3/1","Kanalizace Frahelž",null,"změna 59928/2013","Třeboň","Frahelž","kanalizace","Alena Rohlíková",null,"KUCBAWZ0DU7I"]
["2013-10-25","2013-11-18","2013-12-06",null,null,"59928/2013","Obec Frahelž","Obec Frahelž","3114-686689-00512982-4/1","Kořenová čistírna odpadních vod  Frahelž",null,null,"Třeboň","Frahelž","kanalizace","Alena Rohlíková",null,"KUCBAWZ0DU7I"]
["2008-01-23","2008-03-10","2008-04-08",null,null,"1975/2008","Obec Velký Ratmírov","Obec Velký Ratmírov","3105-779709-00666556-1/1","Vodovd Ratmírov",null,"zrušeno rozhodnutím 3270/2010","Jindřichův Hradec","Velký Ratmírov","vodovod","Jaroslav Podzimek",null,"KUCBAWZ0DU7I"]
["2010-02-03","2010-03-01","2010-03-20",null,null,"3270/2010","Obec Velký Ratmírov","Obec Velký Ratmírov","3105-779709-00666556-1/1","vodovodní přivaděč Děbolín - Velký Ratmírov",null,null,"Jindřichův Hradec","Velký Ratmírov","vodovod","Jaroslav Podzimek",null,"KUCBAWZ0DU7I"]
["2010-02-03","2010-03-01","2010-03-20",null,null,"3270/2010","Obec Velký Ratmírov","Obec Velký Ratmírov","3105-779709-00666556-1/2","rozvodná síť Velký Ratmírov",null,null,"Jindřichův Hradec","Velký Ratmírov","vodovod","Jaroslav Podzimek",null,"KUCBAWZ0DU7I"]
["2008-01-25","2008-03-05","2008-03-22",null,null,"2697/2008","Obec Vráž","Obec Vráž","3108-785733-00250210-1/1","Stará Vráž - vodovod",null,"změna 27502/2024","Písek","Vráž","vodovod","Ing. Milena Kaufmannová",null,"KUCBAWZ0DU7I"]
["2008-01-25","2008-03-05","2008-03-22",null,null,"2697/2008","Obec Vráž","Obec Vráž","3108-785733-00250210-3/1","Stará Vráž - kanalizace",null,"změna 27502/2024","Písek","Vráž","kanalizace","Ing. Milena Kaufmannová",null,"KUCBAWZ0DU7I"]
["2024-02-23","2024-04-22","2024-05-20",null,null,"27502/2024","Obec Vráž","Obec Vráž","3108-785733-00250210-2/1","Úpravna vody Vráž",null,null,"Písek","Vráž","vodovod","Ing. Milena Kaufmannová"]
["2008-01-28","2008-02-21","2008-03-11",null,null,"2696/2008","Zemědělská společnost Dubné a.s.","Obec Strýčice","3102-755940-00581887-1/1","RVS Strýčice",null,"změna 14243/2024","České Budějovice","Strýčice","vodovod","Ing. Petr Hanzlík",null,"KUCBAWZ0DU7I"]
["2008-01-30","2008-02-21","2008-03-11",null,null,"2693/2008","Obec Planá","Obec Planá","3102-641618-00581852-4/1","ČOV Planá - Letiště",null,"změna 139416/2023","České Budějovice","Planá ","kanalizace","Ing. Petr Hanzlík",null,"KUCBAWZ0DU7I"]
["2008-01-30","2008-02-21","2008-03-11",null,null,"2693/2008","Obec Planá","Obec Planá","3102-641618-00581852-3/1","kanalizace Planá - letiště",null,"změna 139416/2023","České Budějovice","Planá","kanalizace","Ing. Petr Hanzlík",null,"KUCBAWZ0DU7I"]
["2008-01-30","2008-02-21","2008-03-11",null,null,"2693/2008","Obec Planá","Obec Planá","3102-641618-00581852-3/2","kanalizace Planá - obec",null,"změna 139416/2023","České Budějovice","Planá","kanalizace","Ing. Petr Hanzlík",null,"KUCBAWZ0DU7I"]
["2008-02-06","2008-02-25","2008-03-13",null,null,"3324/2008","VaK JČ a.s.","Obec Světlík","3103-760625-00246166-3/1","Stoková síť Světlík",null,"zrušeno ke 31.12.2010 rozhodnutím 29404/2010","Český Krumlov","Světlík","kanalizace","Ing. Olga Štíchová",null,"KUCBAWZ0DU7I"]
["2008-02-06","2008-02-25","2008-03-13",null,null,"3324/2008","VaK JČ a.s.","Obec Světlík","3103-760625-00246166-4/1","ČOV Světlík",null,"zrušeno ke 31.12.2010 rozhodnutím 29404/2010","Český Krumlov","Světlík","kanalizace","Ing. Olga Štíchová",null,"KUCBAWZ0DU7I"]
["2008-02-06","2008-03-18","2008-04-08",null,null,"4364/2008","Hydroservis České Budějovice s.r.o.","OMEGA &partners s.r.o.","3102-741612-25177028-3/1","kanalizační stoky Roudné",null,null,"České Budějovice","Roudné","kanalizace","Václav Bušek",null,"KUCBAWZ0DU7I"]
["2008-02-06","2008-03-18","2008-04-08",null,null,"4364/2008","Hydroservis České Budějovice s.r.o.","OMEGA &partners s.r.o.","3102-741612-25177028-4/1","ČOV Roudné",null,null,"České Budějovice","Roudné","kanalizace","Václav Bušek",null,"KUCBAWZ0DU7I"]
["2008-02-20","2008-05-13","2008-05-30",null,null,"5961/2008","Obec Horní Radouň","Horní Radouň","3105-643912-00246735-1/1","Přívodní řad Horní Radouň",null,"změna 154315/2022","Jindřichův Hradec","Horní Radouň","vodovod","Ing. Marek Jann",null,"KUCBAWZ0DU7I"]
["2008-02-20","2008-05-13","2008-05-30",null,null,"5961/2008","Obec Horní Radouň","Horní Radouň","3105-643912-00246735-1/2","Rozvodná síť Horní Radouň",null,"změna 154315/2022","Jindřichův Hradec","Horní Radouň","vodovod","Ing. Marek Jann",null,"KUCBAWZ0DU7I"]
["2008-02-20","2008-05-13","2008-05-30",null,null,"5961/2008","Obec Horní Radouň","Horní Radouň","3105-643912-00246735-3/1","Kanalizace Horní Radouň",null,"změna 154315/2022","Jindřichův Hradec","Horní Radouň","kanalizace","Ing. Marek Jann",null,"KUCBAWZ0DU7I"]
["2022-12-21","2023-03-15","2023-04-05",null,null,"154315/2022","Obec Horní Radouň","Horní Radouň","3105-643912-00246735-4/1","ČOV Horní Radouň",null,null,"Jindřichův Hradec","Horní Radouň","kanalizace","Ing. Marek Jann"]
["2008-02-22","2008-03-26","2008-04-16",null,null,"5964/2008","Obec Žernovice","Obec Žernovice","3109-701718-00583162-3/1","kanalizace Žernovice",null,"změna 2111/2024, 61716/2025","Prachatice","Žernovice","kanalizace","Ing. Martin Sellner",null,"KUCBAWZ0DU8D"]
["2025-05-19",null,null,null,null,"61716/2025","Obec Žernovice","Obec Žernovice","3109-701718-00583162-4/1","ČOV Žernovice",null,null,"Prachatice","Žernovice","kanalizace","Ing. Martin Sellner"]
["2008-02-25","2008-03-26","2008-04-15",null,null,"5966/2008","VaK JČ a.s.","Městys Strunkovice nad Blanicí","3109-757110-00250708-1/1","PŘ VŠ Šipoun - Protivec",null,"zrušeno 63923/2013","Prachatice","Městys Strunkovice nad Blanicí","vodovod","Ing. Olga Štíchová",null,"KUCBAWZ0DU8D"]
["2008-02-25","2008-03-26","2008-04-15",null,null,"5966/2008","VaK JČ a.s.","Městys Strunkovice nad Blanicí","3109-757110-00250708-1/2","RVS Protivec",null,"zrušeno 63923/2013","Prachatice","Městys Strunkovice nad Blanicí","vodovod","Ing. Olga Štíchová",null,"KUCBAWZ0DU8D"]
["2013-11-14","2013-12-10","2013-12-28",null,null,"63923/2013","ČEVAK a.s.","Městys Strunkovice nad Blanicí","3109-757128-00250708-1/1","Strunkovice nad Blanicí, Žíchovec - vodovodní síť",null,"změna 45795/2020","Prachatice","Městys Strunkovice nad Blanicí","vodovod","Ing. Martin Kalač",null,"KUCBAWZ0DU8D"]
["2013-11-14","2013-12-10","2013-12-28",null,null,"63923/2013","ČEVAK a.s.","Městys Strunkovice nad Blanicí","3109-779512-00250708-1/1","Strunkovice nad Blanicí, Velký Bor - vodovodní síť",null,"změna 45795/2020","Prachatice","Městys Strunkovice nad Blanicí","vodovod","Ing. Martin Kalač",null,"KUCBAWZ0DU8D"]
["2013-11-14","2013-12-10","2013-12-28",null,null,"63923/2013","ČEVAK a.s.","Městys Strunkovice nad Blanicí","3109-757144-00250708-1/1","Strunkovice nad Blanicí, Šipoun, Protivec - vodovodní síť",null,"změna 45795/2020","Prachatice","Městys Strunkovice nad Blanicí","vodovod","Ing. Martin Kalač",null,"KUCBAWZ0DU8D"]
["2020-03-27","2020-05-04","2020-05-22",null,null,"45795/2020","ČEVAK a.s.","Městys Strunkovice nad Blanicí","3109-757128-00250708-1/2","Strunkovice nad Blanicí - přív. řad: VSJČ - VDJ Strunkovice Gigant",null,null,"Prachatice","Městys Strunkovice nad Blanicí","vodovod","Ing. Martin Kalač"]
["2008-02-25","2008-03-26","2008-04-15",null,null,"5967/2008","ČEVAK a.s.","Obec Blažejov","3105-605468-00246298-3/1","Blažejov, kanalizace",null,null,"Jindřichův Hradec","Blažejov","kanalizace","Ing. Olga Štíchová",null,"KUCBAWZ0DU8D"]
["2008-02-25","2008-03-26","2008-04-15",null,null,"5967/2008","ČEVAK a.s.","Obec Blažejov","3105-605468-00246298-4/1","Blažejov, ČOV",null,null,"Jindřichův Hradec","Blažejov","kanalizace","Ing. Olga Štíchová",null,"KUCBAWZ0DU8D"]
["2008-02-25","2008-03-26","2008-04-15",null,null,"5968/2008","VaK JČ a.s.","VaK JČ a.s.","3114-622711-60071371-3/1","České Velenice, Podlesí, kanalizace",null,"zrušeno 4789/2012","Třeboň","České Velenice","kanalizace","Ing. Olga Štíchová",null,"KUCBAWZ0DU8D"]
["2012-02-27","2012-03-20","2012-04-07",null,null,"4789/2012","ČEVAK a.s.","ČEVAK a.s.","3114-622711-60849657-3/1","České Velenice, Podlesí, kanalizace",null,null,"Třeboň","České Velenice","kanalizace","Ing. Olga Štíchová",null,"KUCBAWZ0DU8D"]
["2008-02-28","2008-04-23","2008-05-13",null,null,"6034/2008","Obec Horní Stropnice","1. jihočeská zemědělská a.s.","3113-644161-25162012-2/1","2 kopané studny",null,null,"Trhové Sviny","Horní Stropnice","vodovod","Ing. Jiří Kušta, CSc.",null,"KUCBAWZ0DU8D"]
["2008-02-28","2008-04-23","2008-05-13",null,null,"6034/2008","Obec Horní Stropnice","1. jihočeská zemědělská a.s.","3113-644161-25162012-1/1","PŘ zdroje - vodojem Světví",null,null,"Trhové Sviny","Horní Stropnice","vodovod","Ing. Jiří Kušta, CSc.",null,"KUCBAWZ0DU8D"]
["2008-02-28","2008-04-23","2008-05-13",null,null,"6034/2008","Obec Horní Stropnice","1. jihočeská zemědělská a.s.","3113-644161-25162012-1/2","RVS Světví od VDJ",null,null,"Trhové Sviny","Horní Stropnice","vodovod","Ing. Jiří Kušta, CSc.",null,"KUCBAWZ0DU8D"]
["2008-03-04","2008-04-23","2008-05-13",null,null,"6538/2008","Obec Dívčice","Obec Dívčice","3102-626180-00244775-3/1","Stoková síť Dívčice",null,"změna 17589/2019, 147435/2023","České Budějovice","Dívčice","kanalizace","Ing. Petr Hanzlík",null,"KUCBAWZ0DU8D"]
["2008-03-04","2008-04-23","2008-05-13",null,null,"6538/2008","Obec Dívčice","Obec Dívčice","3102-626180-00244775-3/2","Stoková síť Dubenec",null,"změna 17589/2019, 147435/2023","České Budějovice","Dívčice","kanalizace","Ing. Petr Hanzlík",null,"KUCBAWZ0DU8D"]
["2008-03-04","2008-04-23","2008-05-13",null,null,"6538/2008","Obec Dívčice","Obec Dívčice","3102-626180-00244775-3/3","Stoková síť Dívčice nádraží",null,"změna 17589/2019, 147435/2023","České Budějovice","Dívčice","kanalizace","Ing. Petr Hanzlík",null,"KUCBAWZ0DU8D"]
["2008-03-04","2008-04-23","2008-05-13",null,null,"6538/2008","Obec Dívčice","Obec Dívčice","3102-626180-00244775-3/4","Stoková síť Česká Lhota",null,"změna 17589/2019, 147435/2023","České Budějovice","Dívčice","kanalizace","Ing. Petr Hanzlík",null,"KUCBAWZ0DU8D"]
["2008-03-04","2008-04-23","2008-05-13",null,null,"6538/2008","Obec Dívčice","Obec Dívčice","3102-626180-00244775-3/5","Stoková síť Novosedly",null,"změna 17589/2019, 147435/2023","České Budějovice","Dívčice","kanalizace","Ing. Petr Hanzlík",null,"KUCBAWZ0DU8D"]
["2008-03-04","2008-04-23","2008-05-13",null,null,"6538/2008","Obec Dívčice","Obec Dívčice","3102-626180-00244775-3/6","Stoková síť Zbudov",null,"změna 17589/2019, 147435/2023","České Budějovice","Dívčice","kanalizace","Ing. Petr Hanzlík",null,"KUCBAWZ0DU8D"]
["2019-02-04","2019-02-27","2019-03-21",null,null,"17589/2019","obec Dívčice ","Obec Dívčice","3102-626180-00244775-4/1","ČOV Dívčice - nádraží",null,"změna  147435/2023","České Budějovice","Dívčice","kanalizace","Ing. Petr Hanzlík",null,"KUCBAWZ0F2SB"]
["2008-03-04",null,"2008-06-12",null,"2008-05-26","6541/2008","Obec Roseč","Obec Roseč","3105-741183-00512729-4/1","Roseč ČOV",null,null,"Jindřichův Hradec","Roseč","kanalizace","Marek Chvátal",null,"KUCBAWZ0DU8D"]
["2008-03-14","2008-05-07","2008-05-28",null,null,"8249/2008","Obec Ratiboř","Obec Ratiboř","3105-739758-00512711-3/1","Ratiboř kanalizace",null,"zrušeno 59777/2021","Jindřichův Hradec","Ratiboř","kanalizace","Miloslav Vlk",null,"KUCBAWZ0DU8D"]
["2008-03-14","2008-05-07","2008-05-28",null,null,"8249/20008","Obec Ratiboř","Obec Ratiboř","3105-739758-00512711-4/1","Ratiboř ČOV",null,"zrušeno 59777/2021","Jindřichův Hradec","Ratiboř","kanalizace","Miloslav Vlk",null,"KUCBAWZ0DU8D"]
["2008-04-16","2008-05-19","2008-06-06",null,null,"12462/2008","Obec Novosedly","Obec Novosedly","3111-706906-00251623-1/1","RVS Novosedly",null,null,"Strakonice","Novosedly","vodovod","Bohumil Hradecký",null,"KUCBAWZ0DU8D"]
["2008-04-16","2008-05-19","2008-06-06",null,null,"12462/2008","Obec Novosedly","Obec Novosedly","3111-706906-00251623-3/1","Stoková síť Novosedly sídliště",null,null,"Strakonice","Novosedly","kanalizace","Bohumil Hradecký",null,"KUCBAWZ0DU8D"]
["2008-04-16","2008-05-19","2008-06-06",null,null,"12462/2008","Obec Novosedly","Obec Novosedly","3111-706906-00251623-3/2","Stoková síť Novosedly ",null,null,"Strakonice","Novosedly","kanalizace","Bohumil Hradecký",null,"KUCBAWZ0DU8D"]
["2008-04-16","2008-05-19","2008-06-06",null,null,"12466/2008","Zemědělské družstvo Novosedly","Obec Novosedly","3111-706906-00251623-2/1","ČS vody Novosedly",null,null,"Strakonice","Novosedly","vodovod","Bohumil Hradecký",null,"KUCBAWZ0DU8D"]
["2008-04-16","2008-05-19","2008-06-06",null,null,"12466/2008","Zemědělské družstvo Novosedly","Obec Novosedly","3111-706906-00251623-4/2","ČOV Novosedly FORTEX AČB 250",null,null,"Strakonice","Novosedly","kanalizace","Bohumil Hradecký",null,"KUCBAWZ0DU8D"]
["2008-04-16","2008-05-19","2008-06-06",null,null,"12466/2008","Zemědělské družstvo Novosedly","Obec Novosedly","3111-706906-00251623-4/1","ČOV Novosedly BIOFLUID 9",null,null,"Strakonice","Novosedly","kanalizace","Bohumil Hradecký",null,"KUCBAWZ0DU8D"]
["2008-04-25","2008-07-08","2008-07-25",null,null,"12859/2008","VaK JČ a.s.","Město Kaplice","3106-725943-00245941-1/5","RVS Rozpoutí",null,"zrušeno 87730/2016","Kaplice","Kaplice","vodovod","Ing. Olga Štíchová",null,"KUCBAWZ0DU8D"]
["2008-04-30","2008-06-06","2008-06-25",null,null,"12991/2008","Obec Staré Hobzí","Obec Staré Hobzí","3104-600873-00247481-2/1","VDJ Staré Hobzí II",null,"zrušeno 18001/2019","Dačice","Staré Hobzí","vodovod","Miroslava Danielová, DiS.",null,"KUCBAWZ0DU8D"]
["2013-01-04","2013-01-22","2013-02-08",null,null,"592/2013","Obec Staré Hobzí","Obec Staré Hobzí","3104-547204-00247481-3/1","KS Staré Hobzí",null,"zrušeno 18001/2019","Dačice","Staré Hobzí","kanalizace","Miroslava Danielová, DiS.",null,"KUCBAWZ0DU8D"]
["2008-04-30","2008-06-06","2008-06-25",null,null,"12991/2008","Obec Staré Hobzí","Obec Staré Hobzí","3104-754323-00247481-1/1","PŘSV studny St. Hobzí - Veselíčko",null,"změna 592/2013, 18001/2019","Dačice","Staré Hobzí","vodovod","Mgr. Radek Mičke",null,"KUCBAWZ0DU8D"]
["2008-04-30","2008-06-06","2008-06-25",null,null,"12991/2008","Obec Staré Hobzí","Obec Staré Hobzí","3104-754323-00247481-1/2","PŘSV studny Dubinka",null,"změna 592/2013, 18001/2019","Dačice","Staré Hobzí","vodovod","Mgr. Radek Mičke",null,"KUCBAWZ0DU8D"]
["2008-04-30","2008-06-06","2008-06-25",null,null,"12991/2008","Obec Staré Hobzí","Obec Staré Hobzí","3104-754323-00247481-3/1","Stoková síť Staré Hobzí",null,"změna 592/2013, 18001/2019","Dačice","Staré Hobzí","kanalizace","Mgr. Radek Mičke",null,"KUCBAWZ0DU8D"]
["2008-04-30","2008-06-06","2008-06-25",null,null,"12991/2008","Obec Staré Hobzí","Obec Staré Hobzí","3104-754323-00247481-4/1","ČOV Staré Hobzí",null,"změna 592/2013, 18001/2019","Dačice","Staré Hobzí","kanalizace","Mgr. Radek Mičke",null,"KUCBAWZ0DU8D"]
["2019-02-05","2019-03-04","2019-03-22",null,null,"18001/2019","Obec Staré Hobzí","Obec Staré Hobzí","3104-754323-00247481-1/3","RVS Staré Hobzí",null,null,"Dačice","Staré Hobzí","vodovod","Mgr. Radek Mičke",null,"KUCBAWZ0F2SB"]
["2019-02-05","2019-03-04","2019-03-22",null,null,"18001/2019","Obec Staré Hobzí","Obec Staré Hobzí","3104-754323-00247481-2/1","VDJ Staré Hobzí I",null,null,"Dačice","Staré Hobzí","vodovod","Mgr. Radek Mičke",null,"KUCBAWZ0F2SB"]
["2019-02-05","2019-03-04","2019-03-22",null,null,"18001/2019","Obec Staré Hobzí","Obec Staré Hobzí","3104-754323-00247481-2/2","VDJ Staré Hobzí II - Dubinka",null,null,"Dačice","Staré Hobzí","vodovod","Mgr. Radek Mičke",null,"KUCBAWZ0F2SB"]
["2019-02-05","2019-03-04","2019-03-22",null,null,"18001/2019","Obec Staré Hobzí","Obec Staré Hobzí","3104-784184-00247481-3/1","Stoková síť Vnorovice",null,null,"Dačice","Staré Hobzí","kanalizace","Mgr. Radek Mičke",null,"KUCBAWZ0F2SB"]
["2019-02-05","2019-03-04","2019-03-22",null,null,"18001/2019","Obec Staré Hobzí","Obec Staré Hobzí","3104-706116-00247481-3/1","Stoková síť Nové Dvory",null,null,"Dačice","Staré Hobzí","kanalizace","Mgr. Radek Mičke",null,"KUCBAWZ0F2SB"]
["2008-05-28","2008-06-03","2008-06-26",null,null,"16647/2008","Obec Skály","Obec Skály","3111-678210-00667838-1/1","Vodovod Skály",null,null,"Strakonice","Skály","vodovod","Martin Procházka",null,"KUCBAWZ0DU8D"]
["2008-06-10","2008-07-08","2008-07-26",null,null,"17899/2008","Obec Habří","Obec Habří","3102-683990-00581283-1/1","PŘ Habří",null,null,"České Budějovice","Habří","vodovod","Ing. Ludvík Čermák",null,"KUCBAWZ0DU8D"]
["2008-06-10","2008-07-08","2008-07-26",null,null,"17899/2008","Obec Habří","Obec Habří","3102-683990-00581283-1/2","RVS Habří",null,null,"České Budějovice","Habří","vodovod","Ing. Ludvík Čermák",null,"KUCBAWZ0DU8D"]
["2008-06-20","2008-07-16","2008-08-02",null,null,"19299/2008","Obec Dříteň","Obec Dříteň","3102-654981-00244830-3/1","Kanalizace Chvalešovice",null,"změna 20187/2011","České Budějovice","Dříteň","kanalizace","Ing. Klára Štrausová, Ph.D.",null,"KUCBAWZ0DU8D"]
["2008-07-09","2008-08-04","2008-08-23",null,null,"21435/2008","Obec Břehov","Obec Břehov","3102-794147-00581208-3/1","Břehov - stoková síť",null,null,"České Budějovice","Břehov","kanalizace","Ing. Jiří Šimek",null,"KUCBAWZ0DU8D"]
["2008-07-09","2008-08-04","2008-08-23",null,null,"21435/2008","Obec Břehov","Obec Břehov","3102-794147-00581208-4/1","Břehov - kořenová čistírna",null,null,"České Budějovice","Břehov","kanalizace","Ing. Jiří Šimek",null,"KUCBAWZ0DU8D"]
["2008-08-25","2008-09-17","2008-10-07",null,null,"26488/2008","Obec Zbytiny","Obec Zbytiny","3109-792179-00250864-3/2","KANALIZACE ZBYTINY",null,null,"Prachatice","Zbytiny","kanalizace","Ing. Jiří Kušta, CSc.",null,"KUCBAWZ0DU8D"]
["2008-08-25","2008-09-17","2008-10-07",null,null,"26488/2008","Obec Zbytiny","Obec Zbytiny","3109-792179-00250864-4/1","ČOV ZBYTINY",null,null,"Prachatice","Zbytiny","kanalizace","Ing. Jiří Kušta, CSc.",null,"KUCBAWZ0DU8D"]
["2008-09-19","2008-10-13","2008-11-11",null,null,"28262/2008","Energetické centrum s.r.o.","Energetické centrum s.r.o.","3105-716502-26051818-2/1","Otín u Jindř. Hradce, vodárna Bobelovka",null,"změna 117251/2016","Jindřichův Hradec","Otín u Jindř. Hradce","vodovod","Ing. Lenka Procházková, Ph.D.",null,"KUCBAWZ0DU8D"]
["2008-09-19","2008-10-13","2008-11-11",null,null,"28262/2008","Energetické centrum s.r.o.","Energetické centrum s.r.o.","3105-716502-26051818-1/2","RVS Otín u Jindř. Hradce",null,"změna 117251/2016","Jindřichův Hradec","Otín u Jindř. Hradce","vodovod","Ing. Lenka Procházková, Ph.D.",null,"KUCBAWZ0DU8D"]
["2008-08-21","2008-09-11","2008-10-03",null,null,"25888/2008","Obec Doudleby","Obec Doudleby","3102-631400-00244813-3/1","Stoková síť Doudleby",null,"změna 58254/2013, změna 152409/2023","České Budějovice","Doudleby","kanalizace","Ing. Petr Hanzlík",null,"KUCBAWZ0DU8D"]
["2013-10-23","2013-11-12","2013-11-29",null,null,"58254/2013","Obec Doudleby","Obec Doudleby","3102-631400-00244813-4/1","čistírna odpadních vod Doudleby",null,"změna 152409/2023","České Budějovice","Doudleby","kanalizace","Ing. Petr Hanzlík",null,"KUCBAWZ0DU8D"]
["2008-11-12","2009-01-12","2009-01-31",null,null,"31953/2008","Zemědělské družstvo Dolní Hořice","Zemědělské družstvo Dolní Hořice","3112-666581-00114464-2/1","studny Velmovice (2x3m)",null,null,"Tábor","Chýnov","vodovod","Ing. Milan Mádle",null,"KUCBAWZ0DU8D"]
["2008-11-12","2009-01-12","2009-01-31",null,null,"31953/2008","Zemědělské družstvo Dolní Hořice","Zemědělské družstvo Dolní Hořice","3112-627399-00114464-2/1","pramenní jímka Dobronice Vrcha",null,null,"Tábor","Chýnov","vodovod","Ing. Milan Mádle",null,"KUCBAWZ0DU8D"]
["2008-11-12","2009-01-12","2009-01-31",null,null,"31953/2008","Zemědělské družstvo Dolní Hořice","Zemědělské družstvo Dolní Hořice","3112-666581-00114464-1/1","PŘ Velmovice - RVS Velmovice",null,null,"Tábor","Chýnov","vodovod","Ing. Milan Mádle",null,"KUCBAWZ0DU8D"]
["2008-11-12","2009-01-12","2009-01-31",null,null,"31953/2008","Zemědělské družstvo Dolní Hořice","Zemědělské družstvo Dolní Hořice","3112-666581-00114464-1/2","RVS Velmovice (včetně 2 ks VDJ)",null,null,"Tábor","Chýnov","vodovod","Ing. Milan Mádle",null,"KUCBAWZ0DU8D"]
["2008-11-12","2009-01-12","2009-01-31",null,null,"31953/2008","Zemědělské družstvo Dolní Hořice","Zemědělské družstvo Dolní Hořice","3112-666572-00114464-1/1","RVS Kloužovice",null,null,"Tábor","Chýnov","vodovod","Ing. Milan Mádle",null,"KUCBAWZ0DU8D"]
["2008-11-12","2009-01-12","2009-01-31",null,null,"31953/2008","Zemědělské družstvo Dolní Hořice","Zemědělské družstvo Dolní Hořice","3112-627399-00114464-1/1","PŘ pramenní jímka Dobronice Vrcha - VDJ Velmovice",null,null,"Tábor","Chýnov","vodovod","Ing. Milan Mádle",null,"KUCBAWZ0DU8D"]
["2008-11-13","2008-12-16","2009-01-03",null,null,"32607/2008","Obec Čižkrajice","Obec Čižkrajice","3113-624128-00581674-1/1","Vodovod Čižkrajice",null,"zrušeno 39003/2017","Trhové Sviny","Čižkrajice","vodovod","František Kolář",null,"KUCBAWZ0DU8D"]
["2008-12-03","2008-12-19","2009-01-01",null,null,"34280/2008","Obec Hříšice","Obec Hříšice","3104-649074-00246794-4/1","ČOV Hříšice",null,"změna 106467/2025","Dačice","Hříšice","kanalizace","Ing. Luděk Kotrba",null,"KUCBAWZ0DU8D"]
["2008-12-12","2009-01-27","2009-02-17",null,null,"34839/2008","Obec Ktiš","Jiří Jakeš","3109-654205-16854829-2/1","prameniště pro Smědeč 2x studna",null,"zrušeno 134222/2019","Prachatice","Ktiš","vodovod","Ing. Jiří Kušta, CSc.",null,"KUCBAWZ0DU8D"]
["2008-12-12","2009-01-27","2009-02-17",null,null,"34839/2008","Obec Ktiš","Jiří Jakeš","3109-654205-16854829-1/1","PŘ od studní do VDJ Smědeč 100m3",null,"zrušeno 134222/2019","Prachatice","Ktiš","vodovod","Ing. Jiří Kušta, CSc.",null,"KUCBAWZ0DU8D"]
["2008-12-12","2009-01-27","2009-02-17",null,null,"34839/2008","Obec Ktiš","Jiří Jakeš","3109-676802-16854829-1/1","PŘ z VDJ do VŠ + odbočka na farmu u Smědče",null,"zrušeno 134222/2019","Prachatice","Ktiš","vodovod","Ing. Jiří Kušta, CSc.",null,"KUCBAWZ0DU8D"]
["2008-12-12","2009-01-27","2009-02-17",null,null,"34839/2008","Obec Ktiš","Jiří Jakeš","3109-676802-16854829-1/2","RVS - Smědeč (od VŠ)",null,"zrušeno 134222/2019","Prachatice","Ktiš","vodovod","Ing. Jiří Kušta, CSc.",null,"KUCBAWZ0DU8D"]
["2009-01-22","2009-09-25","2009-10-15",null,"řízení zastaveno","2659/2009","JM stavební s.r.o.","Město Stráž nad Nežárkou","3105-756377-00247502-3/1","Kanalizační síť Stráž n/Než.",null,null,"Jindřichův Hradec","Stráž nad Nežárkou","kanalizace","Ing. Miroslav Dvořák",null,"KUCBAWZ0DUTG"]
["2009-02-05","2009-02-27","2009-03-18",null,null,"3434/2009","VaK JČ a.s.","Obec Rodvínov","3105-740331-00247375-3/1","Jindřiš, KS vč. PSK a VŘ",null,"zrušeno  69944/2019","Jindřichův Hradec",null,null,null,null,"KUCBAWZ0DUTG"]
["2009-02-05","2009-02-27","2009-03-18",null,null,"3434/2009","VaK JČ a.s.","Obec Rodvínov","3105-740331-00247375-1/1","Jindřiš, RVS",null,"zrušeno  69944/2019","Jindřichův Hradec",null,null,null,null,"KUCBAWZ0DUTG"]
["2009-01-27","2009-03-16","2009-04-03",null,null,"2661/2009","Obec Mladošovice","Obec Mladošovice","3113-697125-00245216-1/1","přiváděcí řad Mladošovice",null,"změna 34514/2020, 51423/2020","Trhové Sviny","Mladošovice","vodovod","Petr Beran",null,"KUCBAWZ0DUTG"]
["2009-01-27","2009-03-16","2009-04-03",null,null,"2661/2009","Obec Mladošovice","Obec Mladošovice","3113-697125-00245216-1/2","rozvodný vod. řad Mladošovice",null,"změna 34514/2020, 51423/2021","Trhové Sviny","Mladošovice","vodovod","Petr Beran",null,"KUCBAWZ0DUTG"]
["2009-01-27","2009-03-16","2009-04-03",null,null,"2661/2009","Obec Mladošovice","Obec Mladošovice","3113-719935-00245216-1/1","přiváděcí řad Petrovice",null,"změna 34514/2020, 51423/2022","Trhové Sviny","Mladošovice","vodovod","Petr Beran",null,"KUCBAWZ0DUTG"]
["2009-01-27","2009-03-16","2009-04-03",null,null,"2661/2009","Obec Mladošovice","Obec Mladošovice","3113-719935-00245216-1/2","rozvodný vod. řad Petrovice",null,"změna 34514/2020, 51423/2023","Trhové Sviny","Mladošovice","vodovod","Petr Beran",null,"KUCBAWZ0DUTG"]
["2020-04-16","2020-06-30","2020-07-18",null,null,"51423/2020","Obec Mladošovice","Obec Mladošovice","3113-783242-00245216-1/1","přiváděcí řad Lhota",null,null,"Trhové Sviny","Mladošovice","vodovod","Petr Beran"]
["2020-04-17","2020-06-30","2020-07-18",null,null,"51423/2021","Obec Mladošovice","Obec Mladošovice","3113-783242-00245216-1/2","rozvodný vod. řad Lhota",null,null,"Trhové Sviny","Mladošovice","vodovod","Petr Beran"]
["2009-02-26","2009-04-10","2009-05-05",null,null,"5079/2009","Obec Studená","Obec Studená","3104-630683-00247545-1/1","Vodovod - Domašín",null,"změna 33268/2016, 36737/2022","Dačice","Studená","vodovod","Luděk Pricl",null,"KUCBAWZ0DUTG"]
["2009-02-26","2009-04-10","2009-05-05",null,null,"5079/2009","Obec Studená","Obec Studená","3104-711071-00247545-1/1","Vodovod - Olšany",null,"změna 33268/2016, 36737/2022","Dačice","Studená","vodovod","Luděk Pricl",null,"KUCBAWZ0DUTG"]
["2009-02-26","2009-04-10","2009-05-05",null,null,"5079/2009","Obec Studená","Obec Studená","3104-760404-00247545-1/1","Vodovod - Světlá",null,"změna 33268/2016, 36737/2022","Dačice","Studená","vodovod","Luděk Pricl",null,"KUCBAWZ0DUTG"]
["2009-02-26","2009-04-10","2009-05-05",null,null,"5079/2009","Obec Studená","Obec Studená","3104-759562-00247545-1/2","Vodovod - Sumrakov",null,"změna 33268/2016, 36737/2022","Dačice","Studená","vodovod","Luděk Pricl",null,"KUCBAWZ0DUTG"]
["2016-03-04","2016-03-24","2016-04-15",null,null,"33268/2016","Obec Studená","Obec Studená","3104-748714-00247545-1/1","Vodovod Skrýchov",null,"změna  36737/2022","Dačice","Studená","vodovod","Luděk Pricl",null,"KUCBAWZ0DUTG"]
["2022-12-01","2023-01-05","2023-01-24",null,null,"145512/2022","Obec Studená","Obec Studená","3104-630683-00247545-1/2","Domašín, PŘSV - přiváděcí řad",null,null,"Dačice","Studená","vodovod","Luděk Pricl"]
["2022-12-01","2023-01-05","2023-01-24",null,null,"145512/2022","Obec Studená","Obec Studená","3104-711071-00247545-2/1","Olšany, ÚV - úpravna vody",null,null,"Dačice","Studená","vodovod","Luděk Pricl"]
["2022-12-01","2023-01-05","2023-01-24",null,null,"145512/2022","Obec Studená","Obec Studená","3104-759562-00247545-1/1","Sumrakov, PŘSV - přiváděcí řad",null,null,"Dačice","Studená","vodovod","Luděk Pricl"]
["2022-12-01","2023-01-05","2023-01-24",null,null,"145512/2022","Obec Studená","Obec Studená","3104-759562-00247545-2/1","Sumrakov, ÚV - úpravna vody",null,null,"Dačice","Studená","vodovod","Luděk Pricl"]
["2022-12-01","2023-01-05","2023-01-24",null,null,"145512/2022","Obec Studená","Obec Studená","3104-760404-00247545-1/2","Světlá pod Javořicí, PŘSV - přiváděcí řad",null,null,"Dačice","Studená","vodovod","Luděk Pricl"]
["2022-12-01","2023-01-05","2023-01-24",null,null,"145512/2022","Obec Studená","Obec Studená","3104-760404-00247545-2/1","Světlá pod Javořicí,  ÚV - úpravna vody",null,null,"Dačice","Studená","vodovod","Luděk Pricl"]
["2022-12-01","2023-01-05","2023-01-24",null,null,"145512/2022","Obec Studená","Obec Studená","3104-711071-00247545-1/2","Olšany, PŘSV - přiváděcí řad",null,null,"Dačice","Studená","vodovod","Luděk Pricl"]
["2009-02-27","2009-03-24","2009-04-15",null,null,"5080/2009","Ing. Václav Fridrich","Obec Záblatí","3109-789179-00250848-1/1","PŘ Záblatí ",null,"zrušeno 10380/2012","Prachatice","Záblatí","vodovod","Ing. Václav Fridrich",null,"KUCBAWZ0DUTG"]
["2009-02-27","2009-03-24","2009-04-15",null,null,"5080/2009","Ing. Václav Fridrich","Obec Záblatí","3109-789179-00250848-1/2","RVS Záblatí",null,"zrušeno 10380/2012","Prachatice","Záblatí","vodovod","Ing. Václav Fridrich",null,"KUCBAWZ0DUTG"]
["2009-02-27","2009-03-24","2009-04-15",null,null,"5080/2009","Ing. Václav Fridrich","Obec Záblatí","3109-789179-00250848-3/1","Kan. síť Záblatí",null,"zrušeno 10380/2012","Prachatice","Záblatí","kanalizace","Ing. Václav Fridrich",null,"KUCBAWZ0DUTG"]
["2009-02-27","2009-03-24","2009-04-15",null,null,"5080/2009","Ing. Václav Fridrich","Obec Záblatí","3109-789179-00250848-4/1","ČOV Záblatí",null,"zrušeno 10380/2012","Prachatice","Záblatí","kanalizace","Ing. Václav Fridrich",null,"KUCBAWZ0DUTG"]
["2009-03-03","2009-06-09","2009-07-03",null,null,"5649/2009","Obec Kostelní Vydří","Obec Kostelní Vydří","3104-670553-00477303-3/1","Kostelní Vydří, kanalizace",null,null,"Dačice","Kostelní Vydří","kanalizace","Ing. Zdeněk Král",null,"KUCBAWZ0DUTG"]
["2009-03-03","2009-06-09","2009-07-03",null,null,"5649/2009","Obec Kostelní Vydří","Obec Kostelní Vydří","3104-670553-00477303-4/1","Kostelní Vydří, ČOV",null,null,"Dačice","Kostelní Vydří","kanalizace","Ing. Zdeněk Král",null,"KUCBAWZ0DUTG"]
["2009-03-05","2009-03-10","2009-03-31",null,null,"5900/2009","Obec Nihošovice","Obec Nihošovice","3111-704539-00251593-4/1","ČOV Nihošovice - DČOV",null,"změna rozhodnutím 4393/2011, 147796/2023","Strakonice","Nihošovice","kanalizace","Ing. Petr Hanzlík",null,"KUCBAWZ0DUTG"]
["2009-03-05","2009-03-10","2009-03-31",null,null,"5900/2009","Obec Nihošovice","Obec Nihošovice","3111-704539-00251593-3/1","stoková síť Nihošovice",null,"změna rozhodnutím 4393/2011, 147796/2023","Strakonice","Nihošovice","kanalizace","Ing. Petr Hanzlík",null,"KUCBAWZ0DUTG"]
["2009-03-16","2009-03-17","2009-04-03",null,null,"6827/2009","Obec Němětice","Obec Němětice","3111-704521-00667749-3/1","Kanalizace Němětice",null,"změna 150329/2023","Strakonice","Němětice","kanalizace","Ing. Petr Hanzlík",null,"KUCBAWZ0DUTG"]
["2009-03-24","2009-03-24","2009-04-10",null,null,"8050/2009","Technické služby obce Čkyně s.r.o.","Obec Čkyně","3116-624217-00250384-1/1","RVS Čkyně",null,"zrušeno 49478/2019","Vimperk","Čkyně","vodovod","Jan Kuta",null,"KUCBAWZ0DUTG"]
["2009-03-24","2009-03-24","2009-04-10",null,null,"8050/2009","Technické služby obce Čkyně s.r.o.","Obec Čkyně","3116-624217-00250384-2/1","ÚV Čkyně",null,"zrušeno 49478/2019","Vimperk","Čkyně","vodovod","Jan Kuta",null,"KUCBAWZ0DUTG"]
["2009-03-24","2009-03-24","2009-04-10",null,null,"8050/2009","Technické služby obce Čkyně s.r.o.","Obec Čkyně","3116-624217-00250384-3/1","KS Čkyně",null,"zrušeno 49478/2019","Vimperk","Čkyně","kanalizace","Jan Kuta",null,"KUCBAWZ0DUTG"]
["2009-03-24","2009-03-24","2009-04-10",null,null,"8050/2009","Technické služby obce Čkyně s.r.o.","Obec Čkyně","3116-624217-00250384-4/1","ČOV Čkyně",null,"zrušeno 49478/2019","Vimperk","Čkyně","kanalizace","Jan Kuta",null,"KUCBAWZ0DUTG"]
["2009-03-24","2009-03-24","2009-04-10",null,null,"8050/2009","Technické služby obce Čkyně s.r.o.","Obec Čkyně","3116-624276-00250384-1/1","RVS Předenice",null,"zrušeno 49478/2019","Vimperk","Čkyně","vodovod","Jan Kuta",null,"KUCBAWZ0DUTG"]
["2009-03-24","2009-03-24","2009-04-10",null,null,"8050/2009","Technické služby obce Čkyně s.r.o.","Obec Čkyně","3116-624276-00250384-2/1","ÚV Předenice",null,"zrušeno 49478/2019","Vimperk","Čkyně","vodovod","Jan Kuta",null,"KUCBAWZ0DUTG"]
["2009-03-24","2009-03-24","2009-04-10",null,null,"8050/2009","Technické služby obce Čkyně s.r.o.","Obec Čkyně","3116-624276-00250384-3/1","KS Předenice",null,"zrušeno 49478/2019","Vimperk","Čkyně","kanalizace","Jan Kuta",null,"KUCBAWZ0DUTG"]
["2020-01-29","2009-03-24","2009-04-10",null,null,"17210/2020","Technické služby obce Čkyně s.r.o.","Obec Čkyně","3116-624225-00250384-1/1","Čkyně - Dolany (přivaděč)",null,"Zrušeno 31471/2020","Vimperk","Čkyně","vodovod","Jan Kuta"]
["2020-01-29","2009-03-24","2009-04-10",null,null,"17210/2020","Technické služby obce Čkyně s.r.o.","Obec Čkyně","3116-624217-00250384-1/1","Čkyně (přivaděč)",null,"změna 31471/2020, 94578/2021, 147989/2022, zrušeno 122726/2024","Vimperk","Čkyně","vodovod","Ing. Martin Sellner"]
["2020-01-29","2009-03-24","2009-04-10",null,null,"17210/2020","Technické služby obce Čkyně s.r.o.","Obec Čkyně","3116-624217-00250384-1/2","Čkyně (RVS)",null,"změna 31471/2020, 94578/2021, 147989/2022, zrušeno 122726/2024","Vimperk","Čkyně","vodovod","Ing. Martin Sellner"]
["2020-01-29","2009-03-24","2009-04-10",null,null,"17210/2020","Technické služby obce Čkyně s.r.o.","Obec Čkyně","3116-624276-00250384-1/1","Čkyně - Předenice (přivaděč)",null,"změna 31471/2020, 94578/2021, 147989/2022, zrušeno 122726/2024","Vimperk","Čkyně","vodovod","Ing. Martin Sellner"]
["2020-01-29","2009-03-24","2009-04-10",null,null,"17210/2020","Technické služby obce Čkyně s.r.o.","Obec Čkyně","3116-624276-00250384-1/2","Čkyně - Předenice (RVS)",null,"změna 31471/2020, 94578/2021, 147989/2022, zrušeno 122726/2024","Vimperk","Čkyně","vodovod","Ing. Martin Sellner"]
["2020-01-29","2009-03-24","2009-04-10",null,null,"17210/2020","Technické služby obce Čkyně s.r.o.","Obec Čkyně","3116-624241-00250384-1/1","Čkyně - Horosedly (přivaděč)",null,"změna 31471/2020, 94578/2021, 147989/2022, zrušeno 122726/2024","Vimperk","Čkyně","vodovod","Ing. Martin Sellner"]
["2020-01-29","2009-03-24","2009-04-10",null,null,"17210/2020","Technické služby obce Čkyně s.r.o.","Obec Čkyně","3116-624241-00250384-1/2","Čkyně - Horosedly (RVS)",null,"změna 31471/2020, 94578/2021, 147989/2022, zrušeno 122726/2024","Vimperk","Čkyně","vodovod","Ing. Martin Sellner"]
["2020-01-29","2009-03-24","2009-04-10",null,null,"17210/2020","Technické služby obce Čkyně s.r.o.","Obec Čkyně","3116-624268-00250384-1/1","Čkyně - Onšovice (přivaděč)",null,"změna 31471/2020, 94578/2021, 147989/2022, zrušeno 122726/2024","Vimperk","Čkyně","vodovod","Ing. Martin Sellner"]
["2020-01-29","2009-03-24","2009-04-10",null,null,"17210/2020","Technické služby obce Čkyně s.r.o.","Obec Čkyně","3116-624268-00250384-1/2","Čkyně - Onšovice (RVS)",null,"změna 31471/2020, 94578/2021, 147989/2022, zrušeno 122726/2024","Vimperk","Čkyně","vodovod","Ing. Martin Sellner"]
["2020-01-29","2009-03-24","2009-04-10",null,null,"17210/2020","Technické služby obce Čkyně s.r.o.","Obec Čkyně","3116-624225-00250384-1/1","Čkyně - Dolany (RVS)",null,"změna 31471/2020, 94578/2021, 147989/2022, zrušeno 122726/2024","Vimperk","Čkyně","vodovod","Ing. Martin Sellner"]
["2020-01-29","2009-03-24","2009-04-10",null,null,"17210/2020","Technické služby obce Čkyně s.r.o.","Obec Čkyně","3116-624217-00250384-2/1","Čkyně (ÚV, zdroje)",null,"změna 31471/2020, 94578/2021, 147989/2022, zrušeno 122726/2024","Vimperk","Čkyně","vodovod","Ing. Martin Sellner"]
["2020-01-29","2009-03-24","2009-04-10",null,null,"17210/2020","Technické služby obce Čkyně s.r.o.","Obec Čkyně","3116-624241-00250384-2/1","Čkyně - Horosedly (zdroje)",null,"změna 31471/2020, 94578/2021, 147989/2022, zrušeno 122726/2024","Vimperk","Čkyně","vodovod","Ing. Martin Sellner"]
["2020-01-29","2009-03-24","2009-04-10",null,null,"17210/2020","Technické služby obce Čkyně s.r.o.","Obec Čkyně","3116-624268-00250384-2/1","Čkyně - Onšovice (zdroje)",null,"změna 31471/2020, 94578/2021, 147989/2022, zrušeno 122726/2024","Vimperk","Čkyně","vodovod","Ing. Martin Sellner"]
["2020-01-29","2009-03-24","2009-04-10",null,null,"17210/2020","Technické služby obce Čkyně s.r.o.","Obec Čkyně","3116-624225-00250384-2/1","Čkyně - Dolany (zdroje)",null,"změna 31471/2020, 94578/2021, 147989/2022, zrušeno 122726/2024","Vimperk","Čkyně","vodovod","Ing. Martin Sellner"]
["2020-01-29","2009-03-24","2009-04-10",null,null,"17210/2020","Technické služby obce Čkyně s.r.o.","Obec Čkyně","3116-624217-00250384-3/1","Čkyně (KS)",null,"změna 31471/2020, 94578/2021, 147989/2022, zrušeno 122726/2024","Vimperk","Čkyně","kanalizace","Ing. Martin Sellner"]
["2020-01-29","2009-03-24","2009-04-10",null,null,"17210/2020","Technické služby obce Čkyně s.r.o.","Obec Čkyně","3116-624225-00250384-3/1","Čkyně - Dolany (KS)",null,"změna 31471/2020, 94578/2021, 147989/2022, zrušeno 122726/2024","Vimperk","Čkyně","kanalizace","Ing. Martin Sellner"]
["2020-01-29","2009-03-24","2009-04-10",null,null,"17210/2020","Technické služby obce Čkyně s.r.o.","Obec Čkyně","3116-624276-00250384-3/1","Čkyně - Předenice (KS)",null,"změna 31471/2020, 94578/2021, 147989/2022, zrušeno 122726/2024","Vimperk","Čkyně","kanalizace","Ing. Martin Sellner"]
["2020-01-29","2009-03-24","2009-04-10",null,null,"17210/2020","Technické služby obce Čkyně s.r.o.","Obec Čkyně","3116-624217-00250384-4/1","Čkyně - (ČOV)",null,"změna 31471/2020, 94578/2021, 147989/2022, zrušeno 122726/2024","Vimperk","Čkyně","kanalizace","Ing. Martin Sellner"]
["2022-12-07","2022-12-30","2023-01-25",null,null,"147989/2022","Technické služby obce Čkyně s.r.o.","Obec Čkyně","3116-624284-00250384-1/1","Čkyně - Spůle (přivaděč)",null,"zrušeno 122726/2024","Vimperk","Čkyně","vodovod","Ing. Martin Sellner"]
["2022-12-07","2022-12-30","2023-01-25",null,null,"147989/2022","Technické služby obce Čkyně s.r.o.","Obec Čkyně","3116-624284-00250384-1/2","Čkyně - Spůle (RVS)",null,"zrušeno 122726/2024","Vimperk","Čkyně","vodovod","Ing. Martin Sellner"]
["2009-03-23","2009-04-15","2009-03-26",null,null,"8260/2009","Obec Litochovice","Obec Litochovice","3111-685381-00667668-3/2","KA Litochovice",null,"změna 117146/2020","Strakonice","Litochovice","kanalizace","Jiří Řezník",null,"KUCBAWZ0DUTG"]
["2020-09-18","2020-11-02","2020-11-21",null,null,"117146/2020","Obec Litochovice","Obec Litochovice","3111-685399-00667668-3/1","KS Neuslužice",null,null,"Strakonice","Litochovice","kanalizace","Jiří Řezník"]
["2020-09-18","2020-11-02","2020-11-21",null,null,"117146/2020","Obec Litochovice","Obec Litochovice","3111-685399-00667668-1/1","RVS Neuslužice",null,null,"Strakonice","Litochovice","vodovod","Jiří Řezník"]
["2020-09-18","2020-11-02","2020-11-21",null,null,"117146/2020","Obec Litochovice","Obec Litochovice","3111-685381-00667668-4/1","ČOV Litochovice",null,null,"Strakonice","Litochovice","kanalizace","Jiří Řezník"]
["2020-09-18","2020-11-02","2020-11-21",null,null,"117146/2020","Obec Litochovice","Obec Litochovice","3111-685381-00667668-3/1","KS Litochovice",null,null,"Strakonice","Litochovice","kanalizace","Jiří Řezník"]
["2020-09-18","2020-11-02","2020-11-21",null,null,"117146/2020","Obec Litochovice","Obec Litochovice","3111-685381-00667668-2/1","Litochovice - studna",null,null,"Strakonice","Litochovice","vodovod","Jiří Řezník"]
["2020-09-18","2020-11-02","2020-11-21",null,null,"117146/2020","Obec Litochovice","Obec Litochovice","3111-685381-00667668-1/2","RVS Litochovice",null,null,"Strakonice","Litochovice","vodovod","Jiří Řezník"]
["2020-09-18","2020-11-02","2020-11-21",null,null,"117146/2020","Obec Litochovice","Obec Litochovice","3111-685381-00667668-1/1","PŘ Litochovice - studna - VDJ",null,null,"Strakonice","Litochovice","vodovod","Jiří Řezník"]
["2009-03-23","2009-04-16","2009-03-26",null,null,"8263/2009","Obec Doubravice","Obec Doubravice","3111-631248-00251101-3/1","KS Doubravice",null,"Změna 25606/2022","Strakonice","Doubravice","kanalizace","Jaroslav Plechatý",null,"KUCBAWZ0DUTG"]
["2022-02-22",null,null,"2022-03-07",null,"25606/2022","Obec Doubravice","Obec Doubravice","3111-631264-00251101-3/1","KS Nahošín",null,"zpět vzetí žádosti","Strakonice","Doubravice","kanalizace","Jaroslav Plechatý"]
["2009-03-30","2009-04-01","2009-04-18",null,null,"9318/2009","Obec Sviny","Obec Sviny","3110-760897-00667188-3/1","kanalizace Sviny",null,null,"Soběslav","Sviny","kanalizace","Ing. Jana Radostová",null,"KUCBAWZ0DUTG"]
["2009-04-24","2009-06-09","2009-06-27",null,null,"12954/2009","ČEVAK a.s.","Obec Ústrašice","3112-775436-00667218-1/1","Ústrašice, PŘ (RVS Planá n/Luž. - ATS Ústrašice)",null,null,"Tábor","Ústrašice","vodovod","Ing. Olga Štíchová",null,"KUCBAWZ0DUTG"]
["2009-04-24","2009-06-09","2009-06-27",null,null,"12954/2009","ČEVAK a.s.","Obec Ústrašice","3112-775436-00667218-1/2","Ústrašice, RVS",null,null,"Tábor","Ústrašice","vodovod","Ing. Olga Štíchová",null,"KUCBAWZ0DUTG"]
["2009-06-19","2009-07-14","2009-08-04",null,null,"20650/2009","Obec Cep","Obec Cep","3114-617466-00476706-1/1","Cep - řady zdroje - ATS",null,"změna 102302/2018, 137707/2024, 4837/2025","Třeboň","Cep","vodovod","Ing. Jiří Sukup",null,"KUCBAWZ0DUTG"]
["2009-06-19","2009-07-14","2009-08-04",null,null,"20650/2009","Obec Cep","Obec Cep","3114-617466-00476706-2/1","Cep - vrty HV1, HV2, HV3",null,"změna 102302/2018, 137707/2024, 4837/2025","Třeboň","Cep","vodovod","Ing. Jiří Sukup",null,"KUCBAWZ0DUTG"]
["2009-06-19","2009-07-14","2009-08-04",null,null,"20650/2009","Obec Cep","Obec Cep","3114-617466-00476706-3/1","Cep - kanalizační síť",null,"změna 102302/2018, 137707/2024, 4837/2025","Třeboň","Cep","kanalizace","Ing. Jiří Sukup",null,"KUCBAWZ0DUTG"]
["2009-06-19","2009-07-14","2009-08-04",null,null,"20650/2009","Obec Cep","Obec Cep","3114-617466-00476706-4/1","Cep KČOV",null,"změna 102302/2018, 137707/2024, 4837/2025","Třeboň","Cep","kanalizace","Ing. Jiří Sukup",null,"KUCBAWZ0DUTG"]
["2024-11-25","2024-12-02","2024-12-27",null,null,"137707/2024","Obec Cep","Obec Cep","3114-617466-00476706-1/2","Cep - vodovodní síť",null,"změna 4837/2025","Třeboň","Cep","vodovod","Ing. Jiří Sukup"]
["2009-06-23","2009-08-26","2009-09-16",null,null,"20961/2009","Obec Roseč","Obec Roseč","3105-741183-00512729-4/1","Roseč ČOV",null,"změna 139550/2016","Jindřichův Hradec","Roseč","kanalizace","Ing. František Sedláček",null,"KUCBAWZ0DUTG"]
["2016-10-24","2016-11-16","2016-12-07",null,null,"139550/2016","Obec Roseč","Obec Roseč","3105-741183-00512729-4/2","ČOV pod Trachtou",null,null,"Jindřichův Hradec","Roseč","kanalizace","Ing. František Sedláček",null,"KUCBAWZ0DUTG"]
["2009-06-03","2009-08-10","2009-08-28",null,null,"21383/2009","Vodárenské sdružení Bechyňsko","Město Bechyně","3112-650358-00252069-1/1","PŘ vrt HJ-1 VDJ Hvožďany",null,"zrušeno 75008/2015","Tábor","Bechyně","vodovod","Ing. Zdenka Sosnová",null,"KUCBAWZ0DUTG"]
["2009-06-03","2009-08-10","2009-08-28",null,null,"21383/2009","Vodárenské sdružení Bechyňsko","Město Bechyně","3112-650358-00252069-2/1","Zdroje - Hvožďany ",null,"zrušeno 75008/2015","Tábor","Bechyně","vodovod","Ing. Zdenka Sosnová",null,"KUCBAWZ0DUTG"]
["2009-06-03","2009-08-10","2009-08-28",null,null,"21383/2009","Vodárenské sdružení Bechyňsko","Obec Sudoměřice u Bechyně","3112-758825-00252964-1/2","PŘ ATS Bech. Smoleč – RVS Bech. Smoleč ",null,"zrušeno 129222/2021","Tábor","Sudoměřice u Bechyně","vodovod","Ing. Zdenka Sosnová",null,"KUCBAWZ0DUTG"]
["2009-06-03","2009-08-10","2009-08-28",null,null,"21383/2009","Vodárenské sdružení Bechyňsko","Obec Sudoměřice u Bechyně","3112-758833-00252964-1/1","RVS Bežerovice",null,"zrušeno 129222/2021","Tábor","Sudoměřice u Bechyně","vodovod","Ing. Zdenka Sosnová",null,"KUCBAWZ0DUTG"]
["2009-06-03","2009-08-10","2009-08-28",null,null,"21383/2009","Vodárenské sdružení Bechyňsko","Obec Sudoměřice u Bechyně","3112-758833-00252964-1/2","PŘ DN 150-ZD Bežerovice",null,"zrušeno 129222/2021","Tábor","Sudoměřice u Bechyně","vodovod","Ing. Zdenka Sosnová",null,"KUCBAWZ0DUTG"]
["2009-06-03","2009-08-10","2009-08-28",null,null,"21383/2009","Vodárenské sdružení Bechyňsko","Obec Hodětín","3112-605174-00512630-1/1","PŘ ÚV Nová Ves-N. Ves",null,"zrušeno 86306/2020","Tábor","Hodětín","vodovod","Ing. Zdenka Sosnová",null,"KUCBAWZ0DUTG"]
["2009-06-03","2009-08-10","2009-08-28",null,null,"21383/2009","Vodárenské sdružení Bechyňsko","Obec Radětice","3112-737593-00252743-1/1","PŘ do ATS Radětice",null,"zrušeno 86323/2020","Tábor","Radětice","vodovod","Ing. Zdenka Sosnová",null,"KUCBAWZ0DUTG"]
["2009-06-03","2009-08-10","2009-08-28",null,null,"21383/2009","Vodárenské sdružení Bechyňsko","Obec Radětice","3112-737593-00252743-1/2","RVS Radětice",null,"zrušeno 86323/2020","Tábor","Radětice","vodovod","Ing. Zdenka Sosnová",null,"KUCBAWZ0DUTG"]
["2009-06-03","2009-08-10","2009-08-28",null,null,"21383/2009","Vodárenské sdružení Bechyňsko","Vodárenské sdružení Bechyňsko","3112-758876-65972104-1/1","PŘ RVS Sudoměřice-ČS Sudoměřice nová",null,null,"Tábor",null,"vodovod","Ing. Zdenka Sosnová",null,"KUCBAWZ0DUTG"]
["2009-06-03","2009-08-10","2009-08-28",null,null,"21383/2009","Vodárenské sdružení Bechyňsko","Vodárenské sdružení Bechyňsko","3112-758825-65972104-1/1","PŘ ČS Sudoměřice nová-VDJ Bechyňská Smoleč",null,null,"Tábor",null,"vodovod","Ing. Zdenka Sosnová",null,"KUCBAWZ0DUTG"]
["2009-06-03","2009-08-10","2009-08-28",null,null,"21383/2009","Vodárenské sdružení Bechyňsko","Vodárenské sdružení Bechyňsko","3112-758825-65972104-1/2","PŘ VDJ Bech. Smoleč-ATS Bech. Smoleč",null,null,"Tábor",null,"vodovod","Ing. Zdenka Sosnová",null,"KUCBAWZ0DUTG"]
["2009-06-03","2009-08-10","2009-08-28",null,null,"21383/2009","Vodárenské sdružení Bechyňsko","Město Bechyně","3112-601543-00252069-1/1","RVS Bechyně",null,"změna 75008/2015","Tábor","Bechyně","vodovod","Ing. Zdenka Sosnová",null,"KUCBAWZ0DUTG"]
["2009-06-03","2009-08-10","2009-08-28",null,null,"21383/2009","Vodárenské sdružení Bechyňsko","Město Bechyně","3112-601560-00252069-1/1","RVS Senožaty",null,"změna 75008/2015","Tábor","Bechyně","vodovod","Ing. Zdenka Sosnová",null,"KUCBAWZ0DUTG"]
["2009-06-03","2009-08-10","2009-08-28",null,null,"21383/2009","Vodárenské sdružení Bechyňsko","Město Bechyně","3112-650358-00252069-1/2","RVS Hvožďany",null,"změna 75008/2015","Tábor","Bechyně","vodovod","Ing. Zdenka Sosnová",null,"KUCBAWZ0DUTG"]
["2009-06-03","2009-08-10","2009-08-28",null,null,"21383/2009","Vodárenské sdružení Bechyňsko","Město Bechyně","3112-601543-00252069-3/1","SS Bechyně",null,"změna 75008/2015","Tábor","Bechyně","kanalizace","Ing. Zdenka Sosnová",null,"KUCBAWZ0DUTG"]
["2009-06-03","2009-08-10","2009-08-28",null,null,"21383/2009","Vodárenské sdružení Bechyňsko","Město Bechyně","3112-601560-00252069-3/1","SS Senožaty",null,"změna 75008/2015","Tábor","Bechyně","kanalizace","Ing. Zdenka Sosnová",null,"KUCBAWZ0DUTG"]
["2009-06-03","2009-08-10","2009-08-28",null,null,"21383/2009","Vodárenské sdružení Bechyňsko","Město Bechyně","3112-650358-00252069-3/1","SS Hvožďany",null,"změna 75008/2015","Tábor","Bechyně","kanalizace","Ing. Zdenka Sosnová",null,"KUCBAWZ0DUTG"]
["2009-06-03","2009-08-10","2009-08-28",null,null,"21383/2009","Vodárenské sdružení Bechyňsko","Město Bechyně","3112-601543-00252069-4/1","Čistírna odpadních vod",null,"změna 75008/2015","Tábor","Bechyně","kanalizace","Ing. Zdenka Sosnová",null,"KUCBAWZ0DUTG"]
["2009-06-03","2009-08-10","2009-08-28",null,null,"21383/2009","Vodárenské sdružení Bechyňsko","Město Bechyně, Obce Sudoměřice u Bechyně, Březnice, Hodětín, Haškovcova Lhota, Černýšovice","3112-605174-00252069-2/1","ÚV Nová Ves včetně vrtů B4, B4a (VSB)",null,null,"Tábor",null,"vodovod","Ing. Zdenka Sosnová",null,"KUCBAWZ0DUTG"]
["2009-06-03","2009-08-10","2009-08-28",null,null,"21383/2009","Vodárenské sdružení Bechyňsko","Město Bechyně, Obce Sudoměřice u Bechyně, Březnice, Hodětín, Haškovcova Lhota, Černýšovice","3112-758876-00252069-2/1","Studny Sudoměřice-S1,10,9m,S2,10,5m (VSB)",null,null,"Tábor",null,"vodovod","Ing. Zdenka Sosnová",null,"KUCBAWZ0DUTG"]
["2009-06-03","2009-08-10","2009-08-28",null,null,"21383/2009","Vodárenské sdružení Bechyňsko","Město Bechyně, Obce Sudoměřice u Bechyně, Březnice, Hodětín, Haškovcova Lhota, Černýšovice","3112-601543-00252069-1/2","PŘ VDJ Hodětín-Bechyně (VSB)",null,null,"Tábor",null,"vodovod","Ing. Zdenka Sosnová",null,"KUCBAWZ0DUTG"]
["2009-06-03","2009-08-10","2009-08-28",null,null,"21383/2009","Vodárenské sdružení Bechyňsko","Město Bechyně, Obce Sudoměřice u Bechyně, Březnice, Hodětín, Haškovcova Lhota, Černýšovice","3112-601543-00252069-1/3","PŘ „B“ VDJ Sudoměřice – Bechyně (VSB)",null,null,"Tábor",null,"vodovod","Ing. Zdenka Sosnová",null,"KUCBAWZ0DUTG"]
["2009-06-03","2009-08-10","2009-08-28",null,null,"21383/2009","Vodárenské sdružení Bechyňsko","Město Bechyně, Obce Sudoměřice u Bechyně, Březnice, Hodětín, Haškovcova Lhota, Černýšovice","3112-601560-00252069-1/2","PŘ VDJ Šibeniční vrch-Senožaty (VSB)",null,null,"Tábor",null,"vodovod","Ing. Zdenka Sosnová",null,"KUCBAWZ0DUTG"]
["2009-06-03","2009-08-10","2009-08-28",null,null,"21383/2009","Vodárenské sdružení Bechyňsko","Město Bechyně, Obce Sudoměřice u Bechyně, Březnice, Hodětín, Haškovcova Lhota, Černýšovice","3112-640263-00252069-1/1","PŘ ÚV Nová Ves-VDJ Hodětín vč.VDJ (VSB)",null,null,"Tábor",null,"vodovod","Ing. Zdenka Sosnová",null,"KUCBAWZ0DUTG"]
["2009-06-03","2009-08-10","2009-08-28",null,null,"21383/2009","Vodárenské sdružení Bechyňsko","Město Bechyně, Obce Sudoměřice u Bechyně, Březnice, Hodětín, Haškovcova Lhota, Černýšovice","3112-758833-00252069-1/1","PŘ ČS Sudoměřice st. - DN250 vč. ČS (VSB)",null,null,"Tábor",null,"vodovod","Ing. Zdenka Sosnová",null,"KUCBAWZ0DUTG"]
["2009-06-03","2009-08-10","2009-08-28",null,null,"21383/2009","Vodárenské sdružení Bechyňsko","Město Bechyně, Obce Sudoměřice u Bechyně, Březnice, Hodětín, Haškovcova Lhota, Černýšovice","3112-758833-00252069-1/2","PŘ VDJ Šibeniční vrch-Hutě-Bežerovice (VSB)",null,null,"Tábor",null,"vodovod","Ing. Zdenka Sosnová",null,"KUCBAWZ0DUTG"]
["2009-06-03","2009-08-10","2009-08-28",null,null,"21383/2009","Vodárenské sdružení Bechyňsko","Město Bechyně, Obce Sudoměřice u Bechyně, Březnice, Hodětín, Haškovcova Lhota, Černýšovice","3112-758876-00252069-1/1","PŘ DN250-VDJ Sudoměřice (havarijní) – (VSB)",null,null,"Tábor",null,"vodovod","Ing. Zdenka Sosnová",null,"KUCBAWZ0DUTG"]
["2009-06-03","2009-08-10","2009-08-28",null,null,"21383/2009","Vodárenské sdružení Bechyňsko","Město Bechyně, Obce Sudoměřice u Bechyně, Březnice, Hodětín, Haškovcova Lhota, Černýšovice","3112-758876-00252069-1/2","PŘ DN 250–Sudoměřice (VSB)",null,null,"Tábor",null,"vodovod","Ing. Zdenka Sosnová",null,"KUCBAWZ0DUTG"]
["2009-06-03","2009-08-10","2009-08-28",null,null,"21383/2009","Vodárenské sdružení Bechyňsko","Město Bechyně, Obce Sudoměřice u Bechyně, Březnice, Hodětín, Haškovcova Lhota, Černýšovice","3112-758876-00252069-1/3","PŘ S1–ČS Sudoměřice (VSB)",null,null,"Tábor",null,"vodovod","Ing. Zdenka Sosnová",null,"KUCBAWZ0DUTG"]
["2009-06-03","2009-08-10","2009-08-28",null,null,"21383/2009","Vodárenské sdružení Bechyňsko","Obec Sudoměřice u Bechyně","3112-758825-00252964-2/1","Zdroje-Bechyňská Smoleč",null,"změna 129222/2021","Tábor","Sudoměřice u Bechyně","vodovod","Ing. Zdenka Sosnová",null,"KUCBAWZ0DUTG"]
["2009-06-03","2009-08-10","2009-08-28",null,null,"21383/2009","Vodárenské sdružení Bechyňsko","Obec Sudoměřice u Bechyně","3112-758825-00252964-1/1","RVS Bechyňská Smoleč",null,"změna 129222/2021","Tábor","Sudoměřice u Bechyně","vodovod","Ing. Zdenka Sosnová",null,"KUCBAWZ0DUTG"]
["2009-06-03","2009-08-10","2009-08-28",null,null,"21383/2009","Vodárenské sdružení Bechyňsko","Obec Sudoměřice u Bechyně","3112-758876-00252964-1/1","RVS Sudoměřice u Bechyně",null,"změna 129222/2021","Tábor","Sudoměřice u Bechyně","vodovod","Ing. Zdenka Sosnová",null,"KUCBAWZ0DUTG"]
["2021-11-22","2021-12-16","2022-01-03",null,null,"129222/2021","Vodárenské sdružení Bechyňsko","Obec Sudoměřice u Bechyně","3112-758833-00252964-1/1","RVS Bežerovice - Hůrka",null,null,"Tábor","Sudoměřice u Bechyně","vodovod","Ing. Zdenka Sosnová"]
["2021-11-22","2021-12-16","2022-01-03",null,null,"129222/2021","Vodárenské sdružení Bechyňsko","Obec Sudoměřice u Bechyně","3112-758833-00252964-1/2","RVS Bežerovice - obec",null,null,"Tábor","Sudoměřice u Bechyně","vodovod","Ing. Zdenka Sosnová"]
["2009-06-03","2009-08-10","2009-08-28",null,null,"21383/2009","Vodárenské sdružení Bechyňsko","Obec Březnice","3112-614386-00252131-1/1","PŘ VŠ Hodětín-VŠ Březnice",null,"změna 15728/2024","Tábor","Březnice","vodovod","Ing. Zdenka Sosnová",null,"KUCBAWZ0DUTG"]
["2009-06-03","2009-08-10","2009-08-28",null,null,"21383/2009","Vodárenské sdružení Bechyňsko","Obec Březnice","3112-614386-00252131-1/2","RVS Březnice",null,"změna 15728/2024","Tábor","Březnice","vodovod","Ing. Zdenka Sosnová",null,"KUCBAWZ0DUTG"]
["2024-01-30","2024-02-22","2024-03-19",null,null,"15728/2024","Vodárenské sdružení Bechyňsko","Obec Březnice","3112-614386-00252131-3/1","stoková síť Březnice",null,null,"Tábor","Březnice","kanalizace","Ing. Zdenka Sosnová"]
["2009-06-03","2009-08-10","2009-08-28",null,null,"21383/2009","Vodárenské sdružení Bechyňsko","Obec Hodětín","3112-640263-00512630-1/1","RVS Hodětín",null,"změna 86306/2020","Tábor","Hodětín","vodovod","Ing. Zdenka Sosnová",null,"KUCBAWZ0DUTG"]
["2009-06-03","2009-08-10","2009-08-28",null,null,"21383/2009","Vodárenské sdružení Bechyňsko","Obec Hodětín","3112-605174-00512630-1/2","RVS Nová Ves",null,"změna 86306/2020","Tábor","Hodětín","vodovod","Ing. Zdenka Sosnová",null,"KUCBAWZ0DUTG"]
["2020-07-09","2020-07-28","26.8..2020",null,null,"86306/2020","Vodárenské sdružení Bechyňsko","Obec Hodětín","3112-605174-00512630-1/1","RVS Blatec o Hodětína",null,null,"Tábor","Hodětín","vodovod","Ing. Zdenka Sosnová"]
["2009-06-03","2009-08-10","2009-08-28",null,null,"21383/2009","Vodárenské sdružení Bechyňsko","Obec Haškovcova Lhota","3112-739588-00512613-1/1","PŘ VŠ u Senožat-Hašk. Lhota",null,null,"Tábor","Haškovcova Lhota","vodovod","Ing. Zdenka Sosnová",null,"KUCBAWZ0DUTG"]
["2009-06-03","2009-08-10","2009-08-28",null,null,"21383/2009","Vodárenské sdružení Bechyňsko","Obec Haškovcova Lhota","3112-739588-00512613-1/2","RVS Haškovcova Lhota",null,null,"Tábor","Haškovcova Lhota","vodovod","Ing. Zdenka Sosnová",null,"KUCBAWZ0DUTG"]
["2009-06-03","2009-08-10","2009-08-28",null,null,"21383/2009","Vodárenské sdružení Bechyňsko","Obec Černýšovice","3112-758841-00512559-1/1","PŘ VŠ Černýšovice/Hutě-obec Černýšovice",null,null,"Tábor","Černýšovice","vodovod","Ing. Zdenka Sosnová",null,"KUCBAWZ0DUTG"]
["2009-06-03","2009-08-10","2009-08-28",null,null,"21383/2009","Vodárenské sdružení Bechyňsko","Obec Černýšovice","3112-758841-00512559-1/2","RVS Černýšovice ",null,null,"Tábor","Černýšovice","vodovod","Ing. Zdenka Sosnová",null,"KUCBAWZ0DUTG"]
["2009-06-03","2009-08-10","2009-08-28",null,null,"21383/2009","Vodárenské sdružení Bechyňsko","Obec Černýšovice","3112-758841-00512559-1/3","PŘ z TH 125-Černýšovice/Hutě",null,null,"Tábor","Černýšovice","vodovod","Ing. Zdenka Sosnová",null,"KUCBAWZ0DUTG"]
["2009-06-03","2009-08-10","2009-08-28",null,null,"21383/2009","Vodárenské sdružení Bechyňsko","Obec Černýšovice","3112-758841-00512559-1/4","RVS Černýšovice/Hutě",null,null,"Tábor","Černýšovice","vodovod","Ing. Zdenka Sosnová",null,"KUCBAWZ0DUTG"]
["2009-08-06","2009-08-31","2009-09-18",null,null,"26172/2009","Obec Dešná","obec Dešná","3104-625698-00246492-1/1","Dešná, Plačovice, Dančovice, vodovod",null,null,"Dačice","Dešná","vodovod","Ing. Zdeněk Král",null,"KUCBAWZ0DUTG"]
["2009-08-06","2009-08-31","2009-09-18",null,null,"26172/2009","Obec Dešná","obec Dešná","3104-625698-00246492-2/1","Dešná - ÚV",null,null,"Dačice","Dešná","vodovod","Ing. Zdeněk Král",null,"KUCBAWZ0DUTG"]
["2009-08-06","2009-08-31","2009-09-18",null,null,"26172/2009","Obec Dešná","obec Dešná","3104-625698-00246492-3/1","Dešná, kanalizace",null,null,"Dačice","Dešná","kanalizace","Ing. Zdeněk Král",null,"KUCBAWZ0DUTG"]
["2009-08-06","2009-08-31","2009-09-18",null,null,"26172/2009","Obec Dešná","obec Dešná","3104-739278-00246492-3/1","Rancířov, kanalizace",null,null,"Dačice","Dešná","kanalizace","Ing. Zdeněk Král",null,"KUCBAWZ0DUTG"]
["2009-08-06","2009-08-31","2009-09-18",null,null,"26172/2009","Obec Dešná","obec Dešná","3104-655082-00246492-3/1","Chvalkovice, kanalizace",null,null,"Dačice","Dešná","kanalizace","Ing. Zdeněk Král",null,"KUCBAWZ0DUTG"]
["2014-09-25","2014-06-26","2014-10-18",null,null,"57138/2014","Obec Dešná","obec Dešná","3104-625680-00246492-4/1","Dešná, ČOV Dančovice",null,null,"Dačice","Dešná","kanalizace","Ing. Zdeněk Král",null,"KUCBAWZ0DUTG"]
["2009-08-20","2009-09-14","2009-10-02",null,null,"26912/2009","VODAK Humpolec, s.r.o.","Obec Žďár","3105-705349-00583952-1/1","Žďár - vodovodní síť",null,"zrušeno 943/2012","Jindřichův Hradec","Žďár","vodovod","Ing. Květuše Kučírková",null,"KUCBAWZ0DUTG"]
["2009-08-21","2009-09-17","2009-10-07",null,null,"26931/2009","Obec Dobronice u Bechyně","Obec Dobronice u Bechyně","3112-627372-00512575-2/1","Dobronice u Bechyně, studny (5ks)",null,null,"Tábor","Dobronice u Bechyně","vodovod","Miroslav Němec",null,"KUCBAWZ0DUTG"]
["2009-08-21","2009-09-17","2009-10-07",null,null,"26931/2009","Obec Dobronice u Bechyně","Obec Dobronice u Bechyně","3112-627372-00512575-1/1","Dobronice u Bechyně, PŘ (VDJ-RVS)",null,null,"Tábor","Dobronice u Bechyně","vodovod","Miroslav Němec",null,"KUCBAWZ0DUTG"]
["2009-08-21","2009-09-17","2009-10-07",null,null,"26931/2009","Obec Dobronice u Bechyně","Obec Dobronice u Bechyně","3112-627372-00512575-1/2","Dobronice u Bechyně,RVS",null,null,"Tábor","Dobronice u Bechyně","vodovod","Miroslav Němec",null,"KUCBAWZ0DUTG"]
["2009-09-02","2009-09-07","2009-09-26",null,null,"28042/2009","Podnik místního hospodářství Hluboká nad Vltavou","Město Hluboká nad Vltavou","3102-670065-00244899-2/1","Zdroje, vodojem, čerpání Kostelec",null,null,"České Budějovice","Hluboká nad Vltavou","vodovod","Ing. Jiří Pudil",null,"KUCBAWZ0DUUB"]
["2009-09-02","2009-09-07","2009-09-26",null,null,"28042/2009","Podnik místního hospodářství Hluboká nad Vltavou","Město Hluboká nad Vltavou","3102-670065-00244899-1/1","Vodovodní (rozvodné) řady Kostelec",null,null,"České Budějovice","Hluboká nad Vltavou","vodovod","Ing. Jiří Pudil",null,"KUCBAWZ0DUUB"]
["2009-09-02","2009-09-07","2009-09-26",null,null,"28042/2009","Podnik místního hospodářství Hluboká nad Vltavou","Město Hluboká nad Vltavou","3102-670065-00244899-3/1","Kanalizační řady Kostelec",null,null,"České Budějovice","Hluboká nad Vltavou","kanalizace","Ing. Jiří Pudil",null,"KUCBAWZ0DUUB"]
["2009-09-08","2009-10-19","2009-11-06",null,null,"28457/2009","VaK JČ a.s.","Město Stráž nad Nežárkou","3105-756377-00247502-3/1","Stráž nad Nežárkou (kanalizace)",null,"zrušeno 85700/2015","Jindřichův Hradec","Stráž nad Nežárkou","kanalizace","Ing. Olga Štíchová",null,"KUCBAWZ0DUUB"]
["2009-09-10","2009-09-11","2009-09-30",null,null,"28489/2009","Obec Borkovice","Obec Borkovice","3110-607606-00252093-3/1","kanalizace Borkovice",null,null,"Soběslav","Borkovice","kanalizace","Jaroslav Hrádek",null,"KUCBAWZ0DUUB"]
["2009-09-08","2009-09-30","2009-10-20",null,null,"28659/2009","ČEVAK a.s.","Obec Dražice","3112-632163-00252239-1/1","Dražice, RVS",null,null,"Tábor","Dražice","vodovod",null,null,"KUCBAWZ0DUUB"]
["2009-09-08","2009-09-30","2009-10-20",null,null,"28659/2009","ČEVAK a.s.","Obec Dražice","3112-632163-00252239-3/1","Dražice, kanalizace",null,null,"Tábor","Dražice","kanalizace",null,null,"KUCBAWZ0DUUB"]
["2009-09-08","2009-09-30","2009-10-20",null,null,"28659/2009","ČEVAK a.s.","Obec Dražice","3112-632163-00252239-4/1","Dražice, ČOV",null,null,"Tábor","Dražice","kanalizace",null,null,"KUCBAWZ0DUUB"]
["2009-10-30","2009-11-26","2009-12-17",null,null,"33108/2009","Ladislav Šustr","Ladislav Šustr","3105-643653-00220657-1/1","Dolní Pěna - U lesa, vodovod",null,"zrušeno 143288/2020","Jindřichův Hradec","Dolní Pěna","vodovod","Ing. Zdeněk Král",null,"KUCBAWZ0DUUB"]
["2009-10-30","2009-11-26","2009-12-17",null,null,"33108/2009","Ladislav Šustr","Ladislav Šustr","3105-643653-00220657-3/1","Dolní Pěna - U lesa, kanalizace",null,"zrušeno 143288/2020","Jindřichův Hradec","Dolní Pěna","kanalizace","Ing. Zdeněk Král",null,"KUCBAWZ0DUUB"]
["2009-10-30","2009-11-26","2009-12-17",null,null,"33108/2009","Ladislav Šustr","Ladislav Šustr","3105-643653-00220657-4/1","Dolní Pěna - U lesa, ČOV",null,"zrušeno 143288/2020","Jindřichův Hradec","Dolní Pěna","kanalizace","Ing. Zdeněk Král",null,"KUCBAWZ0DUUB"]
["2009-12-02","2009-12-30","2010-01-20",null,null,"35087/2009","Obec Chotoviny","Obec Chotoviny","3112-658049-00252352-2/1","Vrty HJ2, HJ3, HJ5, HJ6 – Beranova Lhota",null,"změna 98440/2018, zrušeno 130659/2021","Tábor","Chotoviny","vodovod","Ing. Zdenka Sosnová",null,"KUCBAWZ0DUUB"]
["2009-12-02","2009-12-30","2010-01-20",null,null,"35087/2009","Obec Chotoviny","Obec Chotoviny","3112-658049-00252352-1/1","PŘ vrty HJ2, HJ3, HJ5, HJ6 – ČS Beranova Lhota",null,"změna 98440/2018, zrušeno 130659/2021","Tábor","Chotoviny","vodovod","Ing. Zdenka Sosnová",null,"KUCBAWZ0DUUB"]
["2009-12-02","2009-12-30","2010-01-20",null,null,"35087/2009","Obec Chotoviny","Obec Chotoviny","3112-653411-00252352-1/1","PŘ ČS Beranova Lhota – VDJ Chotoviny (vč. ČS a VDJ)",null,"změna 98440/2018, zrušeno 130659/2021","Tábor","Chotoviny","vodovod","Ing. Zdenka Sosnová",null,"KUCBAWZ0DUUB"]
["2009-12-02","2009-12-30","2010-01-20",null,null,"35087/2009","Obec Chotoviny","Obec Chotoviny","3112-653411-00252352-1/2","RVS Chotoviny – Červené Záhoří",null,"změna 98440/2018, 130659/2021","Tábor","Chotoviny","vodovod","Ing. Zdenka Sosnová",null,"KUCBAWZ0DUUB"]
["2009-12-02","2009-12-30","2010-01-20",null,null,"35087/2009","Obec Chotoviny","Obec Chotoviny","3112-653403-00252352-3/1","SS Chotoviny – Červené Záhoří",null,"změna 98440/2018, 130659/2021","Tábor","Chotoviny","kanalizace","Ing. Zdenka Sosnová",null,"KUCBAWZ0DUUB"]
["2009-12-02","2009-12-30","2010-01-20",null,null,"35087/2009","Obec Chotoviny","Obec Chotoviny","3112-653403-00252352-4/1","ČOV Chotoviny – Červené Záhoří",null,"změna 98440/2018, 130659/2021","Tábor","Chotoviny","kanalizace","Ing. Zdenka Sosnová",null,"KUCBAWZ0DUUB"]
["2009-12-02","2009-12-30","2010-01-20",null,null,"35087/2009","Obec Chotoviny","Obec Chotoviny","3112-653411-00252352-3/1","SS Chotoviny – východ (včetně 2 ks biolog. rybníků)",null,"změna 98440/2018, 130659/2021","Tábor","Chotoviny","kanalizace","Ing. Zdenka Sosnová",null,"KUCBAWZ0DUUB"]
["2021-11-24","2021-12-17","2022-01-13",null,null,"130659/2021","Obec Chotoviny","Obec Chotoviny","3112-653438-00252352-2/1","vrty Moraveč",null,null,"Tábor","Chotoviny","vodovod","Ing. Zdenka Sosnová"]
["2021-11-24","2021-12-17","2022-01-13",null,null,"130659/2021","Obec Chotoviny","Obec Chotoviny","3112-653438-00252352-1/1","PŘ  Moraveč (vč. VDJ)",null,null,"Tábor","Chotoviny","vodovod","Ing. Zdenka Sosnová"]
["2021-11-24","2021-12-17","2022-01-13",null,null,"130659/2021","Obec Chotoviny","Obec Chotoviny","3112-653438-00252352-1/2","RVS Moraveč",null,null,"Tábor","Chotoviny","vodovod","Ing. Zdenka Sosnová"]
["2021-11-24","2021-12-17","2022-01-13",null,null,"130659/2021","Obec Chotoviny","Obec Chotoviny","3112-653411-00252352-2/1","ÚV Chotoviny, VRTY kú. Beranova Lhota, Chotoviny",null,null,"Tábor","Chotoviny","vodovod","Ing. Zdenka Sosnová"]
["2021-11-24","2021-12-17","2022-01-13",null,null,"130659/2021","Obec Chotoviny","Obec Chotoviny","3112-653411-00252352-1/1","PŘ Chotoviny (výtlačné řady, vč. ČS a VDJ)",null,null,"Tábor","Chotoviny","vodovod","Ing. Zdenka Sosnová"]
["2009-11-25","2009-12-22","2010-01-21",null,null,"35048/2009","Radouňská montážní s.r.o.","Městys Ševětín","3102-762458-00245500-4/1","ČOV Ševětín",null,null,"České Budějovice","Ševětín","kanalizace","Ing. Vladimír Palivec",null,"KUCBAWZ0DUUB"]
["2009-11-25","2009-12-22","2010-01-21",null,null,"35048/2009","Radouňská montážní s.r.o.","Městys Ševětín","3102-762458-00245500-1/2","RVS Ševětín",null,null,"České Budějovice","Ševětín","vodovod","Ing. Vladimír Palivec",null,"KUCBAWZ0DUUB"]
["2009-11-25","2009-12-22","2010-01-21",null,null,"35048/2009","Radouňská montážní s.r.o.","Městys Ševětín","3102-762458-00245500-3/1","Stoková síť Ševětín",null,null,"České Budějovice","Ševětín","kanalizace","Ing. Vladimír Palivec",null,"KUCBAWZ0DUUB"]
["2009-12-18","2009-12-30","2010-01-20",null,null,"36689/2009","Obec Ktiš","Obec Ktiš","3109-676781-00250503-2/1","ÚV s ČS – Ktiš, s vrtem a PŘ (25,3m)",null,"změna 134233/2019, 150248/2023","Prachatice","Ktiš","vodovod","Ing. Petr Hanzlík",null,"KUCBAWZ0DUUB"]
["2009-12-18","2009-12-30","2010-01-20",null,null,"36689/2009","Obec Ktiš","Obec Ktiš","3109-676781-00250503-1/1","PŘ odÚV do VDJ (2x 100m3) Ktiš",null,"změna 134233/2019, 150248/2023","Prachatice","Ktiš","vodovod","Ing. Petr Hanzlík",null,"KUCBAWZ0DUUB"]
["2009-12-18","2009-12-30","2010-01-20",null,null,"36689/2009","Obec Ktiš","Obec Ktiš","3109-676781-00250503-1/2","RVS – Ktiš",null,"změna 134233/2019, 150248/2023","Prachatice","Ktiš","vodovod","Ing. Petr Hanzlík",null,"KUCBAWZ0DUUB"]
["2009-12-18","2009-12-30","2010-01-20",null,null,"36689/2009","Obec Ktiš","Obec Ktiš","3109-676781-00250503-3/1","stoková síť Ktiš",null,"změna 134233/2019, 150248/2023","Prachatice","Ktiš","kanalizace","Ing. Petr Hanzlík",null,"KUCBAWZ0DUUB"]
["2009-12-18","2009-12-30","2010-01-20",null,null,"36689/2009","Obec Ktiš","Obec Ktiš","3109-676781-00250503-4/1","ČOV Ktiš",null,"změna 134233/2019, 150248/2023","Prachatice","Ktiš","kanalizace","Ing. Petr Hanzlík",null,"KUCBAWZ0DUUB"]
["2009-12-18","2009-12-30","2010-01-20",null,null,"36689/2009","Obec Ktiš","Obec Ktiš","3109-676772-00250503-2/1","zdroje – 3x studna s ČS pro osadu Březovík",null,"změna 134233/2019, 150248/2023","Prachatice","Ktiš","vodovod","Ing. Petr Hanzlík",null,"KUCBAWZ0DUUB"]
["2009-12-18","2009-12-30","2010-01-20",null,null,"36689/2009","Obec Ktiš","Obec Ktiš","3109-676772-00250503-1/1","PŘ od studní S1, S2 do sběrné studny pro Březovík",null,"změna 134233/2019, 150248/2023","Prachatice","Ktiš","vodovod","Ing. Petr Hanzlík",null,"KUCBAWZ0DUUB"]
["2009-12-18","2009-12-30","2010-01-20",null,null,"36689/2009","Obec Ktiš","Obec Ktiš","3109-676772-00250503-1/2","PŘ od sběrné studny do VDJ Březovík",null,"změna 134233/2019, 150248/2023","Prachatice","Ktiš","vodovod","Ing. Petr Hanzlík",null,"KUCBAWZ0DUUB"]
["2009-12-18","2009-12-30","2010-01-20",null,null,"36689/2009","Obec Ktiš","Obec Ktiš","3109-676772-00250503-1/3","RVS Březovík",null,"změna 134233/2019, 150248/2023","Prachatice","Ktiš","vodovod","Ing. Petr Hanzlík",null,"KUCBAWZ0DUUB"]
["2009-12-18","2009-12-30","2010-01-20",null,null,"36689/2009","Obec Ktiš","Obec Ktiš","3109-676802-00250503-3/1","stoková síť – Smědeč",null,"změna 134233/2019, 150248/2023","Prachatice","Ktiš","kanalizace","Ing. Petr Hanzlík",null,"KUCBAWZ0DUUB"]
["2009-12-18","2009-12-30","2010-01-20",null,null,"36689/2009","Obec Ktiš","Obec Ktiš","3109-676802-00250503-4/1","ČOV Smědeč",null,"změna 134233/2019, 150248/2023","Prachatice","Ktiš","kanalizace","Ing. Petr Hanzlík",null,"KUCBAWZ0DUUB"]
["2019-11-14","2019-12-05","2019-12-21",null,null,"134233/2019","Obec Ktiš","Obec Ktiš","3109-654205-00250503-2/1","Vrt pro Smědeč",null,"změna 150248/2023","Prachatice","Ktiš","vodovod","Ing. Petr Hanzlík"]
["2019-11-14","2019-12-05","2019-12-21",null,null,"134233/2019","Obec Ktiš","Obec Ktiš","3109-676802-00250503-1/1","PŔ od vrtu do VDJ",null,"změna 150248/2023","Prachatice","Ktiš","vodovod","Ing. Petr Hanzlík"]
["2019-11-14","2019-12-05","2019-12-21",null,null,"134233/2019","Obec Ktiš","Obec Ktiš","3109-676802-00250503-1/2","RVS Smědeč",null,"změna 150248/2023","Prachatice","Ktiš","vodovod","Ing. Petr Hanzlík"]
["2009-12-18","2010-01-04","2010-01-23",null,null,"36696/2009","Obec Chroboly","Obec Chroboly","3109-654141-00250465-1/1","Chroboly - rozvodná vodovodní síť",null,"změna 150295/2023","Prachatice","Chroboly","vodovod","Ing. Petr Hanzlík",null,"KUCBAWZ0DUUB"]
["2009-12-18","2010-01-04","2010-01-23",null,null,"36696/2009","Obec Chroboly","Obec Chroboly","3109-654141-00250465-1/2","Chroboly - přiváděcí řad",null,"změna 150295/2023","Prachatice","Chroboly","vodovod","Ing. Petr Hanzlík",null,"KUCBAWZ0DUUB"]
["2009-12-18","2010-01-04","2010-01-23",null,null,"36696/2009","Obec Chroboly","Obec Chroboly","3109-654159-00250465-1/1","Leptač - přiváděcí řad",null,"změna 150295/2023","Prachatice","Chroboly","vodovod","Ing. Petr Hanzlík",null,"KUCBAWZ0DUUB"]
["2009-12-18","2010-01-04","2010-01-23",null,null,"36696/2009","Obec Chroboly","Obec Chroboly","3109-654159-00250465-1/2","Leptač - rozvodná vodovodní síť",null,"změna 150295/2023","Prachatice","Chroboly","vodovod","Ing. Petr Hanzlík",null,"KUCBAWZ0DUUB"]
["2009-12-18","2010-01-04","2010-01-23",null,null,"36696/2009","Obec Chroboly","Obec Chroboly","3109-654205-00250465-1/1","Záhoří - přiváděcí řad",null,"změna 150295/2023","Prachatice","Chroboly","vodovod","Ing. Petr Hanzlík",null,"KUCBAWZ0DUUB"]
["2009-12-18","2010-01-04","2010-01-23",null,null,"36696/2009","Obec Chroboly","Obec Chroboly","3109-654205-00250465-1/2","Záhoří - rozvodná vodovodní síť",null,"změna 150295/2023","Prachatice","Chroboly","vodovod","Ing. Petr Hanzlík",null,"KUCBAWZ0DUUB"]
["2009-12-18","2010-01-04","2010-01-23",null,null,"36696/2009","Obec Chroboly","Obec Chroboly","3109-654141-00250465-2/1","Jímání Chroboly - 6x studna",null,"změna 150295/2023","Prachatice","Chroboly","vodovod","Ing. Petr Hanzlík",null,"KUCBAWZ0DUUB"]
["2009-12-18","2010-01-04","2010-01-23",null,null,"36696/2009","Obec Chroboly","Obec Chroboly","3109-654159-00250465-2/1","Leptač - úpravna vody (studny S1 a S2)",null,"změna 150295/2023","Prachatice","Chroboly","vodovod","Ing. Petr Hanzlík",null,"KUCBAWZ0DUUB"]
["2009-12-18","2010-01-04","2010-01-23",null,null,"36696/2009","Obec Chroboly","Obec Chroboly","3109-654205-00250465-2/1","Jímání Záhoří - 2 studny",null,"změna 150295/2023","Prachatice","Chroboly","vodovod","Ing. Petr Hanzlík",null,"KUCBAWZ0DUUB"]
["2009-12-18","2010-01-04","2010-01-23",null,null,"36696/2009","Obec Chroboly","Obec Chroboly","3109-654141-00250465-3/1","Stoková síť Chroboly - stoka B,B1,C,C1,D,D1",null,"změna 150295/2023","Prachatice","Chroboly","kanalizace","Ing. Petr Hanzlík",null,"KUCBAWZ0DUUB"]
["2009-12-18","2010-01-04","2010-01-23",null,null,"36696/2009","Obec Chroboly","Obec Chroboly","3109-654205-00250465-3/1","Stoková síť Záhoří",null,"změna 150295/2023","Prachatice","Chroboly","kanalizace","Ing. Petr Hanzlík",null,"KUCBAWZ0DUUB"]
["2009-12-18","2010-01-04","2010-01-23",null,null,"36696/2009","Obec Chroboly","Obec Chroboly","3109-654141-00250465-3/1","Stoková síť Chroboly - VKV1, VKV2",null,"změna 150295/2023","Prachatice","Chroboly","kanalizace","Ing. Petr Hanzlík",null,"KUCBAWZ0DUUB"]
["2009-12-18","2010-01-04","2010-01-23",null,null,"36696/2009","Obec Chroboly","Obec Chroboly","3109-654141-00250465-4/1","Chroboly - ČOV",null,"změna 150295/2023","Prachatice","Chroboly","kanalizace","Ing. Petr Hanzlík",null,"KUCBAWZ0DUUB"]
["2009-12-18","2010-01-04","2010-01-23",null,null,"36696/2009","Obec Chroboly","Obec Chroboly","3109-654205-00250465-4/1","Záhoří - ČOV",null,"změna 150295/2023","Prachatice","Chroboly","kanalizace","Ing. Petr Hanzlík",null,"KUCBAWZ0DUUB"]
["2010-01-13","2010-02-03","2010-02-24",null,null,"1520/2010","VaK JČ a.s.","Město Jindřichův Hradec","3105-716502-00246875-3/1","Otín Bobelovka, kanalizace",null,"zrušeno 61524/2014","Jindřichův Hradec","Jindřichův Hradec","kanalizace","Ing. Olga Štíchová",null,"KUCBAWZ0DUUB"]
["2010-03-01","2010-03-01","2010-03-25",null,null,"5633/2010","Obec Lety","Obec Lety","3108-680770-00249823-3/1","kanalizace Lety",null,null,"Písek","Lety","kanalizace","Ing. David Kunický",null,"KUCBAWZ0DUUB"]
["2010-03-01","2010-03-01","2010-03-20",null,null,"5769/2010","Obec Kovářov","Obec Kovářov","3107-789852-00249777-1/1","Chrást - Kovářov, vodovod",null,"změna 118575/2023, 150584/2024","Milevsko","Kovářov","vodovod","Ing. Radek Mára",null,"KUCBAWZ0DUUB"]
["2010-03-01","2010-03-16","2010-04-13",null,null,"6124/2010","Radouňská vodohospodářská společnost a.s.","Obec Hatín","3105-637513-00246646-3/1","Kanalizační síť Hatín",null,"zrušeno 30941/2011","Jindřichův Hradec","Hatín","kanalizace","Ing. Miroslav Dvořák",null,"KUCBAWZ0DUUB"]
["2010-03-01","2010-03-16","2010-04-13",null,null,"6124/2010","Radouňská vodohospodářská společnost a.s.","Obec Hatín","3105-637513-00246646-4/1","ČOV Hatín",null,"zrušeno 30941/2011","Jindřichův Hradec","Hatín","kanalizace","Ing. Miroslav Dvořák",null,"KUCBAWZ0DUUB"]
["2010-03-04","2010-03-31","2010-04-23",null,null,"6748/2010","Obec Světce","Obec Světce","3105-760323-00666921-3/1","kanalizace Světce",null,null,"Jindřichův Hradec","Světce","kanalizace","Ing. Josef Zeman",null,"KUCBAWZ0DUUB"]
["2010-03-04","2010-03-31","2010-04-23",null,null,"6748/2010","Obec Světce","Obec Světce","3105-760323-00666921-4/1","ČOV Světce",null,null,"Jindřichův Hradec","Světce","kanalizace","Ing. Josef Zeman",null,"KUCBAWZ0DUUB"]
["2010-03-30","2010-04-20","2010-05-20",null,null,"10175/2010","Radouňská vodohospodářská společnost a.s.","Obec Hadravova Rosička","3105-705306-00666394-3/1","Kanalizační síť Hadravova Rosička",null,"zrušeno 8905/2017","Jindřichův Hradec","Hadravova Rosička","kanalizace","Pavel Grup",null,"KUCBAWZ0DUUB"]
["2010-03-30","2010-04-20","2010-05-20",null,null,"10175/2010","Radouňská vodohospodářská společnost a.s.","Obec Hadravova Rosička","3105-705306-00666394-4/1","ČOV Hadravova Rosička",null,"zrušeno 8905/2017","Jindřichův Hradec","Hadravova Rosička","kanalizace","Pavel Grup",null,"KUCBAWZ0DUUB"]
["2010-04-01","2010-04-22","2010-05-18",null,null,"10644/2010","Obec Horní Meziříčko","Obec Horní Meziříčko","3104-643564-00666408-1/1","Horní Meziříčko, RVS",null,null,"Dačice","Horní Meziříčko","vodovod","Ing. Zdeněk Král",null,"KUCBAWZ0DUUB"]
["2010-04-01","2010-04-22","2010-05-18",null,null,"10644/2010","Obec Horní Meziříčko","Obec Horní Meziříčko","3104-643564-00666408-1/2","Horní Meziříčko, PŘVS",null,null,"Dačice","Horní Meziříčko","vodovod","Ing. Zdeněk Král",null,"KUCBAWZ0DUUB"]
["2010-04-28","2010-05-17","2010-06-11",null,null,"14148/2010","Obec Mutěnice","Obec Mutěnice","3111-700436-46687718-3/1","Stoková síť Mutěnice",null,"zrušeno 15371/2016","Strakonice","Mutěnice","kanalizace","Ing. Ludvík Němejc",null,"KUCBAWZ0DUUB"]
["2010-05-06","2010-05-26","2010-06-15",null,null,"15209/2010","ČEVAK a.s.","Obec Stříbřec","3114-697583-00247529-3/1","Mníšek, kanalizace",null,"změna 12219/2021, zrušeno 107560/2024","Třeboň","Stříbřec","kanalizace","Ing. Olga Štíchová",null,"KUCBAWZ0DUUB"]
["2010-05-06","2010-05-26","2010-06-15",null,null,"15209/2010","ČEVAK a.s.","Obec Stříbřec","3114-697583-00247529-4/1","Mníšek, ČOV",null,"změna 12219/2021, zrušeno 107560/2024","Třeboň","Stříbřec","kanalizace","Ing. Olga Štíchová",null,"KUCBAWZ0DUUB"]
["2021-01-25","2021-02-26","2021-03-19",null,null,"12219/2021","ČEVAK a.s.","Obec Stříbřec","3114-757853-00247529-3/1","Stříbřec, kanalizace",null,"zrušeno 107560/2024","Třeboň","Stříbřec","kanalizace","Ing. Olga Štíchová"]
["2021-01-25","2021-02-26","2021-03-19",null,null,"12219/2021","ČEVAK a.s.","Obec Stříbřec","3114-757853-00247529-4/1","Stříbřec, ČOV",null,"zrušeno 107560/2024","Třeboň","Stříbřec","kanalizace","Ing. Olga Štíchová"]
["2021-01-25","2021-02-26","2021-03-19",null,null,"12219/2021","ČEVAK a.s.","Obec Stříbřec","3114-683221-00247529-3/1","Libořezy, kanalizace",null,"zrušeno 107560/2024","Třeboň","Stříbřec","kanalizace","Ing. Olga Štíchová"]
["2024-09-05","2024-10-18","2024-11-05",null,null,"107560/2024","ČEVAK a.s.","Obec Stříbřec","3114-683221-00247529-1/1"," Stříbřec - Libořezy - vodovodní síť"]
["2024-09-05","2024-10-18","2024-11-05",null,null,"107560/2024","ČEVAK a.s.","Obec Stříbřec","3114-757853-00247529-1/1"," Stříbřec, Mníšek - vodovodní síť"]
["2024-09-05","2024-10-18","2024-11-05",null,null,"107560/2024","ČEVAK a.s.","Obec Stříbřec","3114-683221-00247529-3/1"," Stříbřec - Libořezy - stoková síť napojená na VKV"]
["2024-09-05","2024-10-18","2024-11-05",null,null,"107560/2024","ČEVAK a.s.","Obec Stříbřec","3114-697583-00247529-3/1"," Stříbřec - Mníšek - stoková síť"]
["2024-09-05","2024-10-18","2024-11-05",null,null,"107560/2024","ČEVAK a.s.","Obec Stříbřec","3114-757853-00247529-3/1"," Stříbřec - stoková síť"]
["2024-09-05","2024-10-18","2024-11-05",null,null,"107560/2024","ČEVAK a.s.","Obec Stříbřec","3114-697583-00247529-4/1"," Stříbřec - Mníšek – ČOV"]
["2024-09-05","2024-10-18","2024-11-05",null,null,"107560/2024","ČEVAK a.s.","Obec Stříbřec","3114-757853-00247529-4/1"," Stříbřec – ČOV"]
["2010-05-27","2010-06-18","2010-07-14",null,null,"18528/2010","Radouňská montážní s.r.o.","Městys Ševětín, Obec Vitín","3102-762458-00245500-1/1","Přivaděč \"A\" Bošilec - VDJ  Ševětín",null,null,"České Budějovice","Ševětín","vodovod","Ing. Vladimír Palivec",null,"KUCBAWZ0DUUB"]
["2010-06-14","2010-06-15","2010-07-02",null,null,"20273/2010","Obec Číčenice","Obec Číčenice","3117-623482-00251097-4/1","ČOV Číčenice",null,"změna 147307/2023","Vodňany","Číčenice","kanalizace","Ing. Petr Hanzlík",null,"KUCBAWZ0DUUB"]
["2010-06-29","2010-07-07","2010-07-28",null,null,"23141/2010","Obec Roudné","Obec Roudné","3102-741612-00245372-3/1","Stoková síť Roudné",null,"změna 150515/2023","České Budějovice","Roudné","kanalizace","Ing. Petr Hanzlík",null,"KUCBAWZ0DUUB"]
["2010-09-08","2010-09-29","2010-10-22",null,null,"30332/2010","Obec Horní Němčice","Obec Horní Němčice","3104-643602-00666416-1/1","Horní Němčice, PŘ z Jilmu",null,null,"Dačice","Horní Němčice","vodovod","Ing. Zdeněk Král",null,"KUCBAWZ0DUUB"]
["2010-09-08","2010-09-29","2010-10-22",null,null,"30332/2010","Obec Horní Němčice","Obec Horní Němčice","3104-643602-00666416-1/2","Horní Němčice, RVS",null,null,"Dačice","Horní Němčice","vodovod","Ing. Zdeněk Král",null,"KUCBAWZ0DUUB"]
["2010-09-08","2010-09-29","2010-10-22",null,null,"30332/2010","Obec Horní Němčice","Obec Horní Němčice","3104-643602-00666416-3/1","Horní Němčice, kanalizace do VV",null,null,"Dačice","Horní Němčice","kanalizace","Ing. Zdeněk Král",null,"KUCBAWZ0DUUB"]
["2010-10-19","2010-11-08","2010-11-25",null,null,"33685/2010","Obec Kačlehy","Obec Kačlehy","3105-645605-00666441-3/1","Kačlehy, kanalizace",null,null,"Jindřichův Hradec","Kačlehy","kanalizace","Ing. Zdeněk Král",null,"KUCBAWZ0DUUB"]
["2010-10-19","2010-11-08","2010-11-25",null,null,"33685/2010","Obec Kačlehy","Obec Kačlehy","3105-645605-00666441-4/1","Kačlehy, ČOV",null,null,"Jindřichův Hradec","Kačlehy","kanalizace","Ing. Zdeněk Král",null,"KUCBAWZ0DUUB"]
["2010-11-04","2010-12-02","2010-12-23",null,null,"34986/2010","Obec Putim","Obec Putim","3108-736970-00250058-3/5","Putim kanalizace",null,null,"Písek","Putim","kanalizace","Miroslav Bechyně",null,"KUCBAWZ0DUV6"]
["2010-11-04","2010-12-02","2010-12-23",null,null,"34986/2010","Obec Putim","Obec Putim","3108-736970-00250058-4/1","Putim ČOV",null,null,"Písek","Putim","kanalizace","Miroslav Bechyně",null,"KUCBAWZ0DUV6"]
["2010-11-04","2010-11-30","2010-12-21",null,null,"34978/2010","Obec Stožec","Obec Stožec","3109-755664-00250686-1/1","České Žleby vodovod",null,"změna 31114/2014, zrušeno 148276/2020","Prachatice","Stožec","vodovod","Ing. Igor Kasalický",null,"KUCBAWZ0DUV6"]
["2014-05-15","2014-06-12","2014-07-01",null,null,"31114/2014","Obec Stožec","Obec Stožec","3109-755699-00250686-1/1","Vodovod Stožec",null,"zrušeno 148276/2020","Prachatice","Stožec","vodovod","Ing. Igor Kasalický",null,"KUCBAWZ0DUV6"]
["2014-05-15","2014-06-12","2014-07-01",null,null,"31114/2014","Obec Stožec","Obec Stožec","3109-755699-00250686-2/1","Úpravna vody Stožec",null,"zrušeno 148276/2020","Prachatice","Stožec","vodovod","Ing. Igor Kasalický",null,"KUCBAWZ0DUV6"]
["2014-05-15","2014-06-12","2014-07-01",null,null,"31114/2014","Obec Stožec","Obec Stožec","3109-755699-00250686-3/1","Kanalizace Stožec",null,"zrušeno 148276/2020","Prachatice","Stožec","kanalizace","Ing. Igor Kasalický",null,"KUCBAWZ0DUV6"]
["2014-05-15","2014-06-12","2014-07-01",null,null,"31114/2014","Obec Stožec","Obec Stožec","3109-755699-00250686-4/1","ČOV Stožec",null,"zrušeno 148276/2020","Prachatice","Stožec","kanalizace","Ing. Igor Kasalický",null,"KUCBAWZ0DUV6"]
["2014-05-15","2014-06-12","2014-07-01",null,null,"31114/2014","Obec Stožec","Obec Stožec","3109-755664-00250686-2/1","Zdroje České Žleby ",null,"zrušeno 148276/2020","Prachatice","Stožec","vodovod","Ing. Igor Kasalický",null,"KUCBAWZ0DUV6"]
["2014-05-15","2014-06-12","2014-07-01",null,null,"31114/2014","Obec Stožec","Obec Stožec","3109-755664-00250686-3/1","Kanalizace České Žleby ",null,"zrušeno 148276/2020","Prachatice","Stožec","kanalizace","Ing. Igor Kasalický",null,"KUCBAWZ0DUV6"]
["2014-05-15","2014-06-12","2014-07-01",null,null,"31114/2014","Obec Stožec","Obec Stožec","3109-755664-00250686-4/1","ČOV České Žleby ",null,"zrušeno 148276/2020","Prachatice","Stožec","kanalizace","Ing. Igor Kasalický",null,"KUCBAWZ0DUV6"]
["2010-11-30","2010-12-20","2011-01-19",null,null,"37723/2010","PRVOK s.r.o.","Obec Bohdalovice","3103-781266-00475785-2/1","Vrty Bohdalovice",null,"zrušeno 113848/2020","Český Krumlov","Bohdalovice","vodovod","Ing. Radek Mára",null,"KUCBAWZ0DUV6"]
["2010-11-30","2010-12-20","2011-01-19",null,null,"37723/2010","PRVOK s.r.o.","Obec Bohdalovice","3103-781266-00475785-1/1","PŘ od vrtů  do ČS Bohdalovice",null,"zrušeno 113848/2020","Český Krumlov","Bohdalovice","vodovod","Ing. Radek Mára",null,"KUCBAWZ0DUV6"]
["2010-11-30","2010-12-20","2011-01-19",null,null,"37723/2010","PRVOK s.r.o.","Obec Bohdalovice","3103-781169-00475785-1/1","PŘ od ČS do VDJ  Bohdalovice",null,"změna 113848/2020","Český Krumlov","Bohdalovice","vodovod","Ing. Radek Mára",null,"KUCBAWZ0DUV6"]
["2010-11-30","2010-12-20","2011-01-19",null,null,"37723/2010","PRVOK s.r.o.","Obec Bohdalovice","3103-781169-00475785-1/2","RVS  Bohdalovice",null,"změna 113848/2020","Český Krumlov","Bohdalovice","vodovod","Ing. Radek Mára",null,"KUCBAWZ0DUV6"]
["2010-11-30","2010-12-20","2011-01-19",null,null,"37723/2010","PRVOK s.r.o.","Obec Bohdalovice","3103-781169-00475785-3/1","stoková síť  Bohdalovice",null,"změna 113848/2020","Český Krumlov","Bohdalovice","kanalizace","Ing. Radek Mára",null,"KUCBAWZ0DUV6"]
["2010-11-30","2010-12-20","2011-01-19",null,null,"37723/2010","PRVOK s.r.o.","Obec Bohdalovice","3103-781169-00475785-4/1","ČOV  Bohdalovice",null,"změna 113848/2020","Český Krumlov","Bohdalovice","kanalizace","Ing. Radek Mára",null,"KUCBAWZ0DUV6"]
["2020-09-10","2020-10-22","2020-11-12",null,null,"113848/2020","PRVOK s.r.o.","Obec Bohdalovice","3103-781169-00475785-1/3","PŘ od vrtů HV5, HV6 do VDJ",null,null,"Český Krumlov","Bohdalovice","vodovod","Ing. Radek Mára"]
["2020-09-10","2020-10-22","2020-11-12",null,null,"113848/2020","PRVOK s.r.o.","Obec Bohdalovice","3103-781169-00475785-2/1","Bohdalovice - vrty HV5, HV6",null,null,"Český Krumlov","Bohdalovice","vodovod","Ing. Radek Mára"]
["2020-09-10","2020-10-22","2020-11-12",null,null,"113848/2020","PRVOK s.r.o.","Obec Bohdalovice","3103-781169-00475785-1/4","PŘ od vrtů  HJ3, HJ4 do ČS Bohdalovice",null,null,"Český Krumlov","Bohdalovice","vodovod","Ing. Radek Mára"]
["2020-09-10","2020-10-22","2020-11-12",null,null,"113848/2020","PRVOK s.r.o.","Obec Bohdalovice","3103-781169-00475785-2/2","Bohdalovice - vrty HJ3, HJ4",null,null,"Český Krumlov","Bohdalovice","vodovod","Ing. Radek Mára"]
["2010-11-30","2010-12-20","2011-01-19",null,null,"37746/2010","PRVOK s.r.o.","Obec Světlík","3103-760625-00246166-1/1","Přívodní řady od vrtů do ČS Světlík",null,"změna 52282/2025","Český Krumlov","Světlík","vodovod","Ing. Radek Mára",null,"KUCBAWZ0DUV6"]
["2010-11-30","2010-12-20","2011-01-19",null,null,"37746/2010","PRVOK s.r.o.","Obec Světlík","3103-760625-00246166-1/2","Přívodní řad od ČS do VDJ Světlík",null,"změna 52282/2025","Český Krumlov","Světlík","vodovod","Ing. Radek Mára",null,"KUCBAWZ0DUV6"]
["2010-11-30","2010-12-20","2011-01-19",null,null,"37746/2010","PRVOK s.r.o.","Obec Světlík","3103-760625-00246166-1/3","Rozvodná vodovodní síť Světlík",null,"změna 52282/2025","Český Krumlov","Světlík","vodovod","Ing. Radek Mára",null,"KUCBAWZ0DUV6"]
["2010-11-30","2010-12-20","2011-01-19",null,null,"37746/2010","PRVOK s.r.o.","Obec Světlík","3103-760625-00246166-2/1","Zdroje Světlík",null,"změna 52282/2025","Český Krumlov","Světlík","vodovod","Ing. Radek Mára",null,"KUCBAWZ0DUV6"]
["2010-11-30","2010-12-20","2011-01-19",null,null,"37746/2010","PRVOK s.r.o.","Obec Světlík","3103-760625-00246166-3/1","Stoková síť Světlík",null,"změna 52282/2025","Český Krumlov","Světlík","kanalizace","Ing. Radek Mára",null,"KUCBAWZ0DUV6"]
["2010-11-30","2010-12-20","2011-01-19",null,null,"37746/2010","PRVOK s.r.o.","Obec Světlík","3103-760625-00246166-4/1","Čistírna odpadních vod Světlík",null,"změna 52282/2025","Český Krumlov","Světlík","kanalizace","Ing. Radek Mára",null,"KUCBAWZ0DUV6"]
["2025-04-25","2025-05-13","2025-06-12",null,null,"52282/2025","PRVOK s.r.o.","Obec Světlík","3103-760625-00246166-1/4","Přívodní řad od vrtů HV7, HV8",null,null,"Český Krumlov","Světlík","vodovod","Ing. Radek Mára"]
["2025-04-25","2025-05-13","2025-06-12",null,null,"52282/2025","PRVOK s.r.o.","Obec Světlík","3103-760625-00246166-2/2","Vrty HV7, HV8",null,null,"Český Krumlov","Světlík","vodovod","Ing. Radek Mára"]
["2010-12-03","2010-12-20","2011-01-19",null,null,"37893/2010","Radouňská vodohospodářská společnost a.s.","Městys Chlum u Třeboně","3114-695351-00246816-3/1","Kanalizační stoky Chlum u Třeboně - Mirochov",null,"zrušeno 89475/2015","Třeboň","Chlum u Třeboně","kanalizace","Pavel Grup",null,"KUCBAWZ0DUV6"]
["2010-12-03","2010-12-20","2011-01-19",null,null,"37893/2010","Radouňská vodohospodářská společnost a.s.","Městys Chlum u Třeboně","3114-689165-00246816-3/1","Kanalizační stoky Chlum u Třeboně - Lutová",null,"zrušeno 89475/2015","Třeboň","Chlum u Třeboně","kanalizace","Pavel Grup",null,"KUCBAWZ0DUV6"]
["2010-12-03","2010-12-20","2011-01-19",null,null,"37893/2010","Radouňská vodohospodářská společnost a.s.","Městys Chlum u Třeboně","3114-797171-00246816-3/1","Kanalizační stoky Chlum u Třeboně - Žíteč",null,"zrušeno 89475/2015","Třeboň","Chlum u Třeboně","kanalizace","Pavel Grup",null,"KUCBAWZ0DUV6"]
["2010-12-03","2010-12-20","2011-01-19",null,null,"37893/2010","Radouňská vodohospodářská společnost a.s.","Městys Chlum u Třeboně","3114-695351-00246816-4/1","Čistírna odpadních vod Chlum u Třeboně - Mirochov",null,"zrušeno 89475/2015","Třeboň","Chlum u Třeboně","kanalizace","Pavel Grup",null,"KUCBAWZ0DUV6"]
["2010-12-03","2010-12-20","2011-01-19",null,null,"37893/2010","Radouňská vodohospodářská společnost a.s.","Městys Chlum u Třeboně","3114-689165-00246816-4/1","Čistírna odpadních vod Chlum u Třeboně - Lutová",null,"zrušeno 89475/2015","Třeboň","Chlum u Třeboně","kanalizace","Pavel Grup",null,"KUCBAWZ0DUV6"]
["2010-12-06","2010-12-21","2011-01-12",null,null,"38050/2010","Služby obce Kubova Huť","Obec Kubova Huť","3116-644595-00583057-1/1","Natékací řad Kubova Huť",null,"Zrušeno 53462/2023","Vimperk","Kubova Huť","vodovod","Ing. Václav Fridrich",null,"KUCBAWZ0DUV6"]
["2010-12-06","2010-12-21","2011-01-12",null,null,"38050/2010","Služby obce Kubova Huť","Obec Kubova Huť","3116-644595-00583057-1/2","Přívodní řad Kubova Huť",null,"Zrušeno 53462/2023","Vimperk","Kubova Huť","vodovod","Ing. Václav Fridrich",null,"KUCBAWZ0DUV6"]
["2010-12-06","2010-12-21","2011-01-12",null,null,"38050/2010","Služby obce Kubova Huť","Obec Kubova Huť","3116-644595-00583057-1/3","RVS Kubova Huť",null,"Zrušeno 53462/2023","Vimperk","Kubova Huť","vodovod","Ing. Václav Fridrich",null,"KUCBAWZ0DUV6"]
["2010-12-06","2010-12-21","2011-01-12",null,null,"38050/2010","Služby obce Kubova Huť","Obec Kubova Huť","3116-644595-00583057-2/1","Úpravna vody Kubova Huť",null,"Zrušeno 53462/2023","Vimperk","Kubova Huť","vodovod","Ing. Václav Fridrich",null,"KUCBAWZ0DUV6"]
["2010-12-06","2010-12-21","2011-01-12",null,null,"38050/2010","Služby obce Kubova Huť","Obec Kubova Huť","3116-644595-00583057-3/1","Kanalizační řady Kubova Huť",null,"Zrušeno 53462/2023","Vimperk","Kubova Huť","kanalizace","Ing. Václav Fridrich",null,"KUCBAWZ0DUV6"]
["2010-12-06","2010-12-21","2011-01-12",null,null,"38050/2010","Služby obce Kubova Huť s.r.o.","Obec Kubova Huť","3116-644595-00583057-4/1","ČOV Kubova Huť",null,"změna  53462/2023","Vimperk","Kubova Huť","kanalizace","Ing. Martin Sellner",null,"KUCBAWZ0DUV6"]
["2023-04-26","2023-05-22","2023-06-17",null,null,"53462/2023","Služby obce Kubova Huť s.r.o.","Obec Kubova Huť","3116-644595-00583057-1/1","PŘ ze zdrojů do ÚV Kubova Huť",null,null,"Vimperk","Kubova Huť","vodovod","Ing. Martin Sellner"]
["2023-04-26","2023-05-22","2023-06-17",null,null,"53462/2023","Služby obce Kubova Huť s.r.o.","Obec Kubova Huť","3116-644595-00583057-1/2","PŘ z vrtů do ÚV Kubova Huť",null,null,"Vimperk","Kubova Huť","vodovod","Ing. Martin Sellner"]
["2023-04-26","2023-05-22","2023-06-17",null,null,"53462/2023","Služby obce Kubova Huť s.r.o.","Obec Kubova Huť","3116-644609-00583057-1/3","RVS Kubova Huť",null,null,"Vimperk","Kubova Huť","vodovod","Ing. Martin Sellner"]
["2023-04-26","2023-05-22","2023-06-17",null,null,"53462/2023","Služby obce Kubova Huť s.r.o.","Obec Kubova Huť","3116-644595-00583057-2/1","Zdroje a ÚV Kubova Huť",null,null,"Vimperk","Kubova Huť","vodovod","Ing. Martin Sellner"]
["2023-04-26","2023-05-22","2023-06-17",null,null,"53462/2023","Služby obce Kubova Huť s.r.o.","Obec Kubova Huť","3116-644609-00583057-3/1","Kanalizační řady Kubova Huť",null,null,"Vimperk","Kubova Huť","kanalizace","Ing. Martin Sellner"]
["2010-12-09","2011-01-03","2011-01-21",null,null,"38345/2010","Obec Zvíkovské Podhradí","Obec Zvíkovské Podhradí","3108-793981-00511765-1/1 ","RVS Zvíkovské Podhradí",null,null,"Písek","Zvíkovské Podhradí","vodovod","Josef Bárta",null,"KUCBAWZ0DUV6"]
["2010-12-09","2011-01-03","2011-01-21",null,null,"38345/2010","Obec Zvíkovské Podhradí","Obec Zvíkovské Podhradí","3108-793981-00511765-1/2","PŘ vrty do ÚV Zvíkovské Podhradí",null,null,"Písek","Zvíkovské Podhradí","vodovod","Josef Bárta",null,"KUCBAWZ0DUV6"]
["2010-12-09","2011-01-03","2011-01-21",null,null,"38345/2010","Obec Zvíkovské Podhradí","Obec Zvíkovské Podhradí","3108-793981-00511765-2/1","ÚV Zvíkovské Podhradí",null,null,"Písek","Zvíkovské Podhradí","vodovod","Josef Bárta",null,"KUCBAWZ0DUV6"]
["2010-12-09","2011-01-03","2011-01-21",null,null,"38345/2010","Obec Zvíkovské Podhradí","Obec Zvíkovské Podhradí","3108-793981-00511765-4/1","ČOV Zvíkovské Podhradí",null,null,"Písek","Zvíkovské Podhradí","kanalizace","Josef Bárta",null,"KUCBAWZ0DUV6"]
["2011-01-13","2011-01-31","2011-02-17",null,null,"1267/2011","ČEVAK a.s.","Obec Přehořov","3110-734501-00252719-1/1","Přehořov, PŘ",null,"zrušeno 99304/2024","Soběslav","Přehořov","vodovod","Ing. Martin Kalač",null,"KUCBAWZ0DUV6"]
["2011-01-13","2011-01-31","2011-02-17",null,null,"1267/2011","ČEVAK a.s.","Obec Přehořov","3110-734519-00252719-1/1","Přehořov/Kvasejovice, RVS",null,"zrušeno 99304/2024","Soběslav","Přehořov","vodovod","Ing. Martin Kalač",null,"KUCBAWZ0DUV6"]
["2024-08-15","2024-09-16","2024-10-05",null,null,"99304/2024","ČEVAK a.s.","Obec Přehořov","3110-734519-00252719-1/1","Přehořov, Kvasejovice, Hrušova Lhota – vodovodní síť",null,null,"Soběslav","Přehořov","vodovod","Ing. Martin Kalač"]
["2011-02-16","2011-03-14","2011-04-09",null,null,"5012/2011","JIP - Papírny Větřní, a.s.","ASERTO s.r.o.","3103-622931-28118570-3/1","kanalizační stoka Větřní - Český Krumlov",null,null,"Český Krumlov","Český Krumlov","kanalizace","Ing. Jiří Peterka",null,"KUCBAWZ0DUV6"]
["2011-02-16","2011-03-14","2011-04-09",null,null,"5041/2011","JIP - Papírny Větřní, a.s.","ČOV Český Krumlov s.r.o.","3103-622931-28118472-4/1","ČOV Český Krumlov",null,"zrušeno 27680/2012","Český Krumlov","Český Krumlov","kanalizace","Ing. Jiří Peterka",null,"KUCBAWZ0DUV6"]
["2011-03-14","2011-03-29","2011-04-15",null,null,"9667/2011","JVS","JVS","3102-721549-49021117-1/1","Římov - ÚV Plav",null,"změna 16313/2018, 27141/2019, 102685/2024",null,null,"vodovod","Ing. Robert Martínek",null,"KUCBAWZ0DUV6"]
["2011-03-14","2011-03-29","2011-04-15",null,null,"9667/2011","JVS","JVS","3102-793272-49021117-1/2","š.Hluboká Podskalí-zem.VDJ Zliv(vč.odb.na ÚV Zliv)",null,"zrušeno 55225/2020",null,null,"vodovod","Ing. Robert Martínek",null,"KUCBAWZ0DUV6"]
["2011-03-14","2011-03-29","2011-04-15",null,null,"9667/2011","JVS","JVS","3103-793698-49021117-1/1","RŠ Jeroným-RŠ Markvartice",null,"Zrušeno 51629/2016",null,null,"vodovod","Ing. Robert Martínek",null,"KUCBAWZ0DUV6"]
["2011-03-14","2011-03-29","2011-04-15",null,null,"9667/2011","JVS","JVS","3106-793698-49021117-1/1","PŘ RŠ odb.Markvartice - AŠ Velešín",null,"Zrušeno 51629/2016",null,null,"vodovod","Ing. Robert Martínek",null,"KUCBAWZ0DUV6"]
["2011-03-14","2011-03-29","2011-04-15",null,null,"9667/2011","JVS","JVS","3112-748757-49021117-1/2","VDJ Všechov - VDJ Hodušín",null,"Zrušeno 51629/2016",null,null,"vodovod","Ing. Robert Martínek",null,"KUCBAWZ0DUV6"]
["2011-03-14","2011-03-29","2011-04-15",null,null,"9667/2011","JVS","JVS","3112-666513-49021117-1/1","ČS Klokoty - VDJ Všechov",null,"Zrušeno 51629/2016",null,null,"vodovod","Ing. Robert Martínek",null,"KUCBAWZ0DUV6"]
["2011-03-14","2011-03-29","2011-04-15",null,null,"9667/2011","JVS","JVS","3102-649651-00581381-1/1","PŘ VDMŠ Na Haldách - VDJ Hůry",null,"zrušeno  27141/2019",null,null,"vodovod","Ing. Robert Martínek",null,"KUCBAWZ0DUV6"]
["2011-03-14","2011-03-29","2011-04-15",null,null,"9667/2011","JVS","JVS","3109-757128-00250708-1/1","RŠ 3 na VSJČ- VDJ Strunkovice(2x150)",null,"Zrušeno 51629/2016",null,null,"vodovod","Ing. Robert Martínek",null,"KUCBAWZ0DUV6"]
["2011-03-14","2011-03-29","2011-04-15",null,null,"9667/2011","JVS","JVS","3114-686697-00512761-1/1","PŘ RŠ Záblatí-RŠ Lomnice nad Lužnicí",null,"zrušeno 16313/2018",null,null,"vodovod","Ing. Robert Martínek",null,"KUCBAWZ0DUV6"]
["2017-02-02","2017-02-21","2017-03-15",null,null,"18381/2017","JVS","JVS","3111-738221-49021117-1/1","PŘ ÚV Radomyšl - VDJ Radomyšl",null,"Zrušeno 69039/2017",null,null,"vodovod","Ing. Robert Martínek",null,"KUCBAWZ0DUV6"]
["2011-03-14","2011-03-29","2011-04-15",null,null,"9667/2011","JVS","JVS","3102-777382-49021117-1/1","ÚV Plav - VDJ Včelná",null,"změna 16313/2018, 27141/2019, 102685/2024","České Budějovice",null,"vodovod","Ing. Robert Martínek",null,"KUCBAWZ0DUV6"]
["2011-03-14","2011-03-29","2011-04-15",null,null,"9667/2011","JVS","JVS","3102-746681-49021117-1/1","VDJ Včelná - ČS Hlavatce",null,"změna 16313/2018, 27141/2019, 102685/2024","České Budějovice",null,"vodovod","Ing. Robert Martínek",null,"KUCBAWZ0DUV6"]
["2011-03-14","2011-03-29","2011-04-15",null,null,"9667/2011","JVS","JVS","3102-686204-49021117-1/1","VDJ Včelná - RŠ Litvnínovice (starý řad)",null,"změna 16313/2018, 27141/2019, 102685/2024","České Budějovice",null,"vodovod","Ing. Robert Martínek",null,"KUCBAWZ0DUV6"]
["2011-03-14","2011-03-29","2011-04-15",null,null,"9667/2011","JVS","JVS","3102-673111-49021117-1/1","ÚV Plav - ČS Bukovec",null,"změna 16313/2018, 27141/2019, 102685/2024","České Budějovice",null,"vodovod","Ing. Robert Martínek",null,"KUCBAWZ0DUV6"]
["2011-03-14","2011-03-29","2011-04-15",null,null,"9667/2011","JVS","JVS","3102-702072-49021117-1/1","ÚV Plav - VDJ Heřmaň",null,"změna 16313/2018, 27141/2019, 102685/2024","České Budějovice",null,"vodovod","Ing. Robert Martínek",null,"KUCBAWZ0DUV6"]
["2011-03-14","2011-03-29","2011-04-15",null,null,"9667/2011","JVS","JVS","3102-787213-49021117-1/1","PŘ ČS Hlavatce - VDJ Zdoba",null,"změna 16313/2018, 27141/2019, 102685/2024","České Budějovice",null,"vodovod","Ing. Robert Martínek",null,"KUCBAWZ0DUV6"]
["2011-03-14","2011-03-29","2011-04-15",null,null,"9667/2011","JVS","JVS","3102-721549-49021117-1/2","ČS Vidov u řeky - ÚV Plav",null,"změna 16313/2018, 27141/2019, 102685/2024","České Budějovice",null,"vodovod","Ing. Robert Martínek",null,"KUCBAWZ0DUV6"]
["2011-03-14","2011-03-29","2011-04-15",null,null,"9667/2011","JVS","JVS","3102-607525-49021117-1/1","PŘ ÚV Plav - VDJ Hosín II",null,"změna 16313/2018, 27141/2019, 102685/2024","České Budějovice",null,"vodovod","Ing. Robert Martínek",null,"KUCBAWZ0DUV6"]
["2011-03-14","2011-03-29","2011-04-15",null,null,"9667/2011","JVS","JVS","3102-754331-49021117-1/1","PŘ RŠ Hodějovice - VDJ St. Hodějovice",null,"změna 16313/2018, 27141/2019, 102685/2024","České Budějovice",null,"vodovod","Ing. Robert Martínek",null,"KUCBAWZ0DUV6"]
["2011-03-14","2011-03-29","2011-04-15",null,null,"9667/2011","JVS","JVS","3102-741621-49021117-1/1","Napojení vrtu Vi-1",null,"změna 16313/2018, 27141/2019, 102685/2024","České Budějovice",null,"vodovod","Ing. Robert Martínek",null,"KUCBAWZ0DUV6"]
["2011-03-14","2011-03-29","2011-04-15",null,null,"9667/2011","JVS","JVS","3102-633534-49021117-1/1","PŘ RŠ Dubičné - VDJ Dubičné",null,"změna 16313/2018, 27141/2019, 102685/2024","České Budějovice",null,"vodovod","Ing. Robert Martínek",null,"KUCBAWZ0DUV6"]
["2011-03-14","2011-03-29","2011-04-15",null,null,"9667/2011","JVS","JVS","3102-780685-49021117-1/1","PŘ VDJ Hosín II - RŠ Veselí n/Lužnicí",null,"změna 16313/2018, 27141/2019, 102685/2024","České Budějovice",null,"vodovod","Ing. Robert Martínek",null,"KUCBAWZ0DUV6"]
["2011-03-14","2011-03-29","2011-04-15",null,null,"9667/2011","JVS","JVS","3102-774731-49021117-1/1","PŘ vrt US-2a - ČS Úsilné",null,"změna 16313/2018, 27141/2019, 102685/2024","České Budějovice",null,"vodovod","Ing. Robert Martínek",null,"KUCBAWZ0DUV6"]
["2011-03-14","2011-03-29","2011-04-15",null,null,"9667/2011","JVS","JVS","3102-685178-49021117-1/1","ČS Úsilné - VDJ Lišov",null,"změna 16313/2018, 27141/2019, 102685/2024","České Budějovice",null,"vodovod","Ing. Robert Martínek",null,"KUCBAWZ0DUV6"]
["2011-03-14","2011-03-29","2011-04-15",null,null,"9667/2011","JVS","JVS","3102-639605-49021117-1/2","České Vrbné - šachta Hluboká Podskalí",null,"změna 16313/2018, 27141/2019, 102685/2024","České Budějovice",null,"vodovod","Ing. Robert Martínek",null,"KUCBAWZ0DUV6"]
["2011-03-14","2011-03-29","2011-04-15",null,null,"9667/2011","JVS","JVS","3102-793272-49021117-1/1","PŘ šachta Hrdějovice - Hluboká Zámostí",null,"změna 16313/2018, 27141/2019, 102685/2024","České Budějovice",null,"vodovod","Ing. Robert Martínek",null,"KUCBAWZ0DUV6"]
["2011-03-14","2011-03-29","2011-04-15",null,null,"9667/2011","JVS","JVS","3102-639605-49021117-1/1","PŘ šachta Hrdějovice - Hluboká Zámostí",null,"změna 16313/2018, 27141/2019, 102685/2024","České Budějovice",null,"vodovod","Ing. Robert Martínek",null,"KUCBAWZ0DUV6"]
["2011-03-14","2011-03-29","2011-04-15",null,null,"9667/2011","JVS","JVS","3102-736791-49021117-1/1","ČS Olešník - VDJ Chlumec",null,"změna 16313/2018, 27141/2019, 102685/2024","České Budějovice",null,"vodovod","Ing. Robert Martínek",null,"KUCBAWZ0DUV6"]
["2011-03-14","2011-03-29","2011-04-15",null,null,"9667/2011","JVS","JVS","3102-645532-49021117-1/2","VDJ Hosín I - VDJ Těšín",null,"změna 16313/2018, 27141/2019, 102685/2024","České Budějovice",null,"vodovod","Ing. Robert Martínek",null,"KUCBAWZ0DUV6"]
["2011-03-14","2011-03-29","2011-04-15",null,null,"9667/2011","JVS","JVS","3102-618993-49021117-1/1","PŘ MŠ Haklovy Dvory - RŠ Čejkovice,Dasný",null,"změna 16313/2018, 27141/2019, 102685/2024","České Budějovice",null,"vodovod","Ing. Robert Martínek",null,"KUCBAWZ0DUV6"]
["2011-03-14","2011-03-29","2011-04-15",null,null,"9667/2011","JVS","JVS","3102-746681-49021117-1/2","PŘ ČS Hlavatce - RŠ Sedlec",null,"změna 16313/2018, 27141/2019, 102685/2024","České Budějovice",null,"vodovod","Ing. Robert Martínek",null,"KUCBAWZ0DUV6"]
["2011-03-14","2011-03-29","2011-04-15",null,null,"9667/2011","JVS","JVS","3102-743470-49021117-1/1","VDJ Dubičné - VDJ Rudolfov III",null,"změna 16313/2018, 27141/2019, 102685/2024","České Budějovice",null,"vodovod","Ing. Robert Martínek",null,"KUCBAWZ0DUV6"]
["2011-03-14","2011-03-29","2011-04-15",null,null,"9667/2011","JVS","JVS","3102-785679-49021117-1/1","PŘ VDJ Rudolfov III.(Hlinc.Hora)- VDJ Dobrá Voda",null,"změna 16313/2018, 27141/2019, 102685/2024","České Budějovice",null,"vodovod","Ing. Robert Martínek",null,"KUCBAWZ0DUV6"]
["2011-03-14","2011-03-29","2011-04-15",null,null,"9667/2011","JVS","JVS","3102-721549-49021117-2/1","ÚV Plav",null,"změna 16313/2018, 27141/2019, 102685/2024","České Budějovice",null,"vodovod","Ing. Robert Martínek",null,"KUCBAWZ0DUV6"]
["2011-03-14","2011-03-29","2011-04-15",null,null,"9667/2011","JVS","JVS","3102-774731-49021117-2/1","vrt US-2A",null,"změna 16313/2018, 27141/2019, 102685/2024","České Budějovice",null,"vodovod","Ing. Robert Martínek",null,"KUCBAWZ0DUV6"]
["2011-03-14","2011-03-29","2011-04-15",null,null,"9667/2011","JVS","JVS","3103-623016-49021117-1/1","ČS Bukovec - VDJ Domoradice",null,"změna 16313/2018, 27141/2019, 102685/2024","Český Krumlov",null,"vodovod","Ing. Robert Martínek",null,"KUCBAWZ0DUV6"]
["2011-03-14","2011-03-29","2011-04-15",null,null,"9667/2011","JVS","JVS","3103-623016-49021117-1/2","VDJ Domoradice - šachta u VDJ Nádraží",null,"změna 16313/2018, 27141/2019, 102685/2024","Český Krumlov",null,"vodovod","Ing. Robert Martínek",null,"KUCBAWZ0DUV6"]
["2011-03-14","2011-03-29","2011-04-15",null,null,"9667/2011","JVS","JVS","3106-777854-49021117-1/1","PŘ VDJ Netřebice-RŠ Velešín (před.místo pro Římov)",null,"změna 16313/2018, 27141/2019, 102685/2024","Kaplice",null,"vodovod","Ing. Robert Martínek",null,"KUCBAWZ0DUV6"]
["2011-03-14","2011-03-29","2011-04-15",null,null,"9667/2011","JVS","JVS","3106-725943-49021117-1/1","PŘ VDJ Netřebice - RŠ Pořešín",null,"změna 16313/2018, 27141/2019, 102685/2024","Kaplice",null,"vodovod","Ing. Robert Martínek",null,"KUCBAWZ0DUV6"]
["2011-03-14","2011-03-29","2011-04-15",null,null,"9667/2011","JVS","JVS","3106-739961-49021117-1/1","PŘ z VDJ Netřebice - RVS Kaplice-nádraží",null,"změna 16313/2018, 27141/2019, 102685/2024","Kaplice",null,"vodovod","Ing. Robert Martínek",null,"KUCBAWZ0DUV6"]
["2011-03-14","2011-03-29","2011-04-15",null,null,"9667/2011","JVS","JVS","3108-720755-49021117-1/1","PŘ RO Vítkov-VDJ Amerika II",null,"změna 16313/2018, 27141/2019, 102685/2024","Písek",null,"vodovod","Ing. Robert Martínek",null,"KUCBAWZ0DUV6"]
["2011-03-14","2011-03-29","2011-04-15",null,null,"9667/2011","JVS","JVS","3107-694673-49021117-1/1","VDJ Hodušín - VDJ Milevsko",null,"změna 16313/2018, 27141/2019, 102685/2024","Milevsko",null,"vodovod","Ing. Robert Martínek",null,"KUCBAWZ0DUV6"]
["2011-03-14","2011-03-29","2011-04-15",null,null,"9667/2011","JVS","JVS","3109-766852-49021117-1/2","PŘ ČS Hlavatce - ČS Těšovice",null,"změna 16313/2018, 27141/2019, 102685/2024","Prachatice",null,"vodovod","Ing. Robert Martínek",null,"KUCBAWZ0DUV6"]
["2011-03-14","2011-03-29","2011-04-15",null,null,"9667/2011","JVS","JVS","3109-703940-49021117-1/1","výtlak z  VSJČ do VDJ Horánek",null,"změna 16313/2018, 27141/2019, 102685/2024","Prachatice",null,"vodovod","Ing. Robert Martínek",null,"KUCBAWZ0DUV6"]
["2011-03-14","2011-03-29","2011-04-15",null,null,"9667/2011","JVS","JVS","3109-703940-49021117-1/2","výtlak z VSJČ do VDJ Ptáčník",null,"změna 16313/2018, 27141/2019, 102685/2024","Prachatice",null,"vodovod","Ing. Robert Martínek",null,"KUCBAWZ0DUV6"]
["2011-03-14","2011-03-29","2011-04-15",null,null,"9667/2011","JVS","JVS","3109-703940-49021117-1/3","PŘ VDJ Horánek - ČS Netolice (Greinarov)",null,"změna 16313/2018, 27141/2019, 102685/2024","Prachatice",null,"vodovod","Ing. Robert Martínek",null,"KUCBAWZ0DUV6"]
["2011-03-14","2011-03-29","2011-04-15",null,null,"9667/2011","JVS","JVS","3109-680885-49021117-1/1","ČS Netolice(Greinarov) - ČS Kunžvart",null,"změna 16313/2018, 27141/2019, 102685/2024","Prachatice",null,"vodovod","Ing. Robert Martínek",null,"KUCBAWZ0DUV6"]
["2011-03-14","2011-03-29","2011-04-15",null,null,"9667/2011","JVS","JVS","3109-689769-49021117-1/1","VDJ Horánek - VDJ Hlodačky",null,"změna 16313/2018, 27141/2019, 102685/2024","Prachatice",null,"vodovod","Ing. Robert Martínek",null,"KUCBAWZ0DUV6"]
["2011-03-14","2011-03-29","2011-04-15",null,null,"9667/2011","JVS","JVS","3109-649708-49021117-1/1","PŘ ČS Těšovice - VDJ Husinec",null,"změna 16313/2018, 27141/2019, 102685/2024","Prachatice",null,"vodovod","Ing. Robert Martínek",null,"KUCBAWZ0DUV6"]
["2011-03-14","2011-03-29","2011-04-15",null,null,"9667/2011","JVS","JVS","3109-732630-49021117-1/2","PŘ ČS Těšovice - VDJ Šiben. vrch II",null,"změna 16313/2018, 27141/2019, 102685/2024","Prachatice",null,"vodovod","Ing. Robert Martínek",null,"KUCBAWZ0DUV6"]
["2011-03-14","2011-03-29","2011-04-15",null,null,"9667/2011","JVS","JVS","3109-732630-49021117-1/3","propojeni vodojemů Šiben. vrch I a II",null,"změna 16313/2018, 27141/2019, 102685/2024","Prachatice",null,"vodovod","Ing. Robert Martínek",null,"KUCBAWZ0DUV6"]
["2011-03-14","2011-03-29","2011-04-15",null,null,"9667/2011","JVS","JVS","3109-732630-49021117-1/1","PŘ ÚV Prachatice - VDJ Hřbitovní",null,"změna 16313/2018, 27141/2019, 102685/2024","Prachatice",null,"vodovod","Ing. Robert Martínek",null,"KUCBAWZ0DUV6"]
["2011-03-14","2011-03-29","2011-04-15",null,null,"9667/2011","JVS","JVS","3109-732711-49021117-1/3","jím.obj.nádrž Husinec-ÚV Prachatice (zdvoj.řad)",null,"změna 16313/2018, 27141/2019, 102685/2024","Prachatice",null,"vodovod","Ing. Robert Martínek",null,"KUCBAWZ0DUV6"]
["2011-03-14","2011-03-29","2011-04-15",null,null,"9667/2011","JVS","JVS","3109-732711-49021117-2/1","ÚV Prachatice",null,"změna 16313/2018, 27141/2019, 102685/2024","Prachatice",null,"vodovod","Ing. Robert Martínek",null,"KUCBAWZ0DUV6"]
["2011-03-14","2011-03-29","2011-04-15",null,null,"9667/2011","JVS","JVS","3110-721697-49021117-1/1","RŠ Veselí n/Lužnicí - ČS Pleše",null,"změna 16313/2018, 27141/2019, 102685/2024","Soběslav",null,"vodovod","Ing. Robert Martínek",null,"KUCBAWZ0DUV6"]
["2011-03-14","2011-03-29","2011-04-15",null,null,"9667/2011","JVS","JVS","3110-780685-49021117-1/1","nátok z VSJČ do VDJ Zlukov",null,"změna 16313/2018, 27141/2019, 102685/2024","Soběslav",null,"vodovod","Ing. Robert Martínek",null,"KUCBAWZ0DUV6"]
["2011-03-14","2011-03-29","2011-04-15",null,null,"9667/2011","JVS","JVS","3110-747688-49021117-1/1","VDJ Zlukov - ČS Sezimovo Ústí",null,"změna 16313/2018, 27141/2019, 102685/2024","Soběslav",null,"vodovod","Ing. Robert Martínek",null,"KUCBAWZ0DUV6"]
["2011-03-14","2011-03-29","2011-04-15",null,null,"9667/2011","JVS","JVS","3111-763306-49021117-1/1","PŘ VDJ Drahonice - RO Vítkov",null,"změna 16313/2018, 27141/2019, 102685/2024","Strakonice",null,"vodovod","Ing. Robert Martínek",null,"KUCBAWZ0DUV6"]
["2011-03-14","2011-03-29","2011-04-15",null,null,"9667/2011","JVS","JVS","3111-755915-49021117-1/1","PŘ RO Vítkov - VDJ Kuřidlo",null,"změna 16313/2018, 27141/2019, 102685/2024","Strakonice",null,"vodovod","Ing. Robert Martínek",null,"KUCBAWZ0DUV6"]
["2011-03-14","2011-03-29","2011-04-15",null,null,"9667/2011","JVS","JVS","3112-748757-49021117-1/1","ČS Sudoměřice - VDJ Hodušín",null,"změna 16313/2018, 27141/2019, 102685/2024","Tábor",null,"vodovod","Ing. Robert Martínek",null,"KUCBAWZ0DUV6"]
["2011-03-14","2011-03-29","2011-04-15",null,null,"9667/2011","JVS","JVS","3112-619086-49021117-1/2","VDJ Čekanice II - ÚV Tábor",null,"změna 16313/2018, 27141/2019, 102685/2024","Tábor",null,"vodovod","Ing. Robert Martínek",null,"KUCBAWZ0DUV6"]
["2011-03-14","2011-03-29","2011-04-15",null,null,"9667/2011","JVS","JVS","3112-693456-49021117-1/1","nátok z VSJČ do VDJ Svatá Anna",null,"změna 16313/2018, 27141/2019, 102685/2024","Tábor",null,"vodovod","Ing. Robert Martínek",null,"KUCBAWZ0DUV6"]
["2011-03-14","2011-03-29","2011-04-15",null,null,"9667/2011","JVS","JVS","3112-693456-49021117-1/2","PŘ ČS Sezimovo Ústí -  VDJ Sv. Anna",null,"změna 16313/2018, 27141/2019, 102685/2024","Tábor",null,"vodovod","Ing. Robert Martínek",null,"KUCBAWZ0DUV6"]
["2011-03-14","2011-03-29","2011-04-15",null,null,"9667/2011","JVS","JVS","3112-619086-49021117-2/1","ÚV Tábor",null,"změna 16313/2018, 27141/2019, 102685/2024","Tábor",null,"vodovod","Ing. Robert Martínek",null,"KUCBAWZ0DUV6"]
["2011-03-14","2011-03-29","2011-04-15",null,null,"9667/2011","JVS","JVS","3115-758876-49021117-1/1","PŘ VDJ Zdoba-ČS Sudoměřice, VDJ Neznášov",null,"změna 16313/2018, 27141/2019, 102685/2024","Týn nad Vltavou",null,"vodovod","Ing. Robert Martínek",null,"KUCBAWZ0DUV6"]
["2011-03-14","2011-03-29","2011-04-15",null,null,"9667/2011","JVS","JVS","3117-674052-49021117-1/1","ČS Hlavatce - RŠ Krašlovice",null,"změna 16313/2018, 27141/2019, 102685/2024","Vodňany",null,"vodovod","Ing. Robert Martínek",null,"KUCBAWZ0DUV6"]
["2011-03-14","2011-03-29","2011-04-15",null,null,"9667/2011","JVS","JVS","3117-773603-49021117-1/1","nátok z VSJČ do ČS Hvožďany",null,"změna 16313/2018, 27141/2019, 102685/2024","Vodňany",null,"vodovod","Ing. Robert Martínek",null,"KUCBAWZ0DUV6"]
["2011-03-14","2011-03-29","2011-04-15",null,null,"9667/2011","JVS","JVS","3117-681962-49021117-1/1","ČS Hvožďany - VDJ Lomec",null,"změna 16313/2018, 27141/2019, 102685/2024","Vodňany",null,"vodovod","Ing. Robert Martínek",null,"KUCBAWZ0DUV6"]
["2011-03-14","2011-03-29","2011-04-15",null,null,"9667/2011","JVS","JVS","3117-784281-49021117-1/1","nátok z VSJČ na dochloraci Vodňany",null,"změna 16313/2018, 27141/2019, 102685/2024","Vodňany",null,"vodovod","Ing. Robert Martínek",null,"KUCBAWZ0DUV6"]
["2011-03-14","2011-03-29","2011-04-15",null,null,"9667/2011","JVS","JVS","3117-737402-49021117-1/1","nátok z VSJČ do VDJ Vodňany",null,"změna 16313/2018, 27141/2019, 102685/2024","Vodňany",null,"vodovod","Ing. Robert Martínek",null,"KUCBAWZ0DUV6"]
["2011-03-14","2011-03-29","2011-04-15",null,null,"9667/2011","JVS","JVS","3117-631710-49021117-1/1","PŘ RŠ Krašlovice - VDJ Drahonice",null,"změna 16313/2018, 27141/2019, 102685/2024","Vodňany",null,"vodovod","Ing. Robert Martínek",null,"KUCBAWZ0DUV6"]
["2011-03-14","2011-03-29","2011-04-15",null,null,"9667/2011","JVS","JVS","3102-745723-49021117-1/1","Rezervní přívod z nádrže Římov na ÚV Plav",null,"změna 16313/2018, 27141/2019, 102685/2024","České Budějovice",null,"vodovod","Ing. Robert Martínek",null,"KUCBAWZ0DUV6"]
["2011-03-14","2011-03-29","2011-04-15",null,null,"9667/2011","JVS","JVS","3102-710491-49021117-1/1","PŘ ČS ÚV Zliv - ČS Olešník(přes VDJ Chlum)",null,"změna 16313/2018, 27141/2019, 102685/2024","České Budějovice",null,"vodovod","Ing. Robert Martínek",null,"KUCBAWZ0DUV6"]
["2011-03-14","2011-03-29","2011-04-15",null,null,"9667/2011","JVS","JVS","3102-645532-49021117-1/1","VDJ Chotýčany-RŠ Dobřejovice",null,"změna 16313/2018, 27141/2019, 102685/2024","České Budějovice",null,"vodovod","Ing. Robert Martínek",null,"KUCBAWZ0DUV6"]
["2011-03-14","2011-03-29","2011-04-15",null,null,"9667/2011","JVS","JVS","3103-622931-49021117-1/1","PŘ VDJ Netřebice-VDJ H.Brána, AŠRozsyp vč. VDJ Ple",null,"změna 16313/2018, 27141/2019, 102685/2024","Český Krumlov",null,"vodovod","Ing. Robert Martínek",null,"KUCBAWZ0DUV6"]
["2011-03-14","2011-03-29","2011-04-15",null,null,"9667/2011","JVS","JVS","3106-745723-49021117-1/1","PŘ RŠ Velešín - VDJ Horní Vesce",null,"změna 16313/2018, 27141/2019, 102685/2024","Kaplice",null,"vodovod","Ing. Robert Martínek",null,"KUCBAWZ0DUV6"]
["2011-03-14","2011-03-29","2011-04-15",null,null,"9667/2011","JVS","JVS","3106-704041-49021117-1/1","ČS Bukovec - vdj. Netřebice",null,"změna 16313/2018, 27141/2019, 102685/2024","Kaplice",null,"vodovod","Ing. Robert Martínek",null,"KUCBAWZ0DUV6"]
["2011-03-14","2011-03-29","2011-04-15",null,null,"9667/2011","JVS","JVS","3115-772127-49021117-1/1","nátok do VDJ Malá Varta",null,"změna 16313/2018, 27141/2019, 102685/2024","Týn nad Vltavou",null,"vodovod","Ing. Robert Martínek",null,"KUCBAWZ0DUV6"]
["2011-03-14","2011-03-29","2011-04-15",null,null,"9667/2011","JVS","JVS","3112-795810-49021117-1/1","Sudoměřice - VDJ Bezděčín",null,"změna 16313/2018, 27141/2019, 102685/2024","Tábor",null,"vodovod","Ing. Robert Martínek",null,"KUCBAWZ0DUV6"]
["2011-03-14","2011-03-29","2011-04-15",null,null,"9667/2011","JVS","JVS","3101-603457-00250996-1/1","jímání - ÚV Bezdědovice",null,"změna 16313/2018, 27141/2019, 102685/2024","Blatná",null,"vodovod","Ing. Robert Martínek",null,"KUCBAWZ0DUV6"]
["2011-03-14","2011-03-29","2011-04-15",null,null,"9667/2011","JVS","JVS","3101-603457-00250996-2/1","ÚV Bezdědovice",null,"změna 16313/2018, 27141/2019, 102685/2024","Blatná",null,"vodovod","Ing. Robert Martínek",null,"KUCBAWZ0DUV6"]
["2011-03-14","2011-03-29","2011-04-15",null,null,"9667/2011","JVS","JVS","3101-603457-49021117-1/1","VDJ Sedlice - VDJ Dubina",null,"změna 16313/2018, 27141/2019, 102685/2024","Blatná",null,"vodovod","Ing. Robert Martínek",null,"KUCBAWZ0DUV6"]
["2011-03-14","2011-03-29","2011-04-15",null,null,"9667/2011","JVS","JVS","3101-746894-49021117-1/1","PŘ ČS Drhovle - VDJ Sedlice",null,"změna 16313/2018, 27141/2019, 102685/2024","Blatná",null,"vodovod","Ing. Robert Martínek",null,"KUCBAWZ0DUV6"]
["2011-03-14","2011-03-29","2011-04-15",null,null,"9667/2011","JVS","JVS","3102-626210-49021117-1/1","PŘ Zahájí-Mydlovary-MAPE(od odb.z řadu pro Olešník",null,"změna 16313/2018, 27141/2019, 102685/2024","České Budějovice",null,"vodovod","Ing. Robert Martínek",null,"KUCBAWZ0DUV6"]
["2011-03-14","2011-03-29","2011-04-15",null,null,"9667/2011","JVS","JVS","3102-656780-49021117-1/1","PŘ Čakov - Jankov z VSJČ",null,"změna 16313/2018, 27141/2019, 102685/2024","České Budějovice",null,"vodovod","Ing. Robert Martínek",null,"KUCBAWZ0DUV6"]
["2011-03-14","2011-03-29","2011-04-15",null,null,"9667/2011","JVS","JVS","3102-662925-49021117-1/1","PŘ z VSJČ do VDJ Doudleby",null,"změna 16313/2018, 27141/2019, 102685/2024","České Budějovice",null,"vodovod","Ing. Robert Martínek",null,"KUCBAWZ0DUV6"]
["2011-03-14","2011-03-29","2011-04-15",null,null,"9667/2011","JVS","JVS","3102-686204-49021117-1/2","PŘ nátok do ČS Švábův Hrádek",null,"změna 16313/2018, 27141/2019, 102685/2024","České Budějovice",null,"vodovod","Ing. Robert Martínek",null,"KUCBAWZ0DUV6"]
["2011-03-14","2011-03-29","2011-04-15",null,null,"9667/2011","JVS","JVS","3102-741621-49021117-1/2","PŘ z VSJČ do VDMŠ pro Vidov",null,"změna 16313/2018, 27141/2019, 102685/2024","České Budějovice",null,"vodovod","Ing. Robert Martínek",null,"KUCBAWZ0DUV6"]
["2011-03-14","2011-03-29","2011-04-15",null,null,"9667/2011","JVS","JVS","3102-746690-00244775-1/1","RŠ Sedlec - Lékařova Lhota",null,"změna 16313/2018, 27141/2019, 102685/2024","České Budějovice",null,"vodovod","Ing. Robert Martínek",null,"KUCBAWZ0DUV6"]
["2011-03-14","2011-03-29","2011-04-15",null,null,"9667/2011","JVS","JVS","3103-698148-49021117-1/1","RŠ Markvartice - Mojné, hranice k.ú.",null,"změna 16313/2018, 27141/2019, 102685/2024","Český Krumlov",null,"vodovod","Ing. Robert Martínek",null,"KUCBAWZ0DUV6"]
["2011-03-14","2011-03-29","2011-04-15",null,null,"9667/2011","JVS","JVS","3108-632414-49021117-1/1","PŘ RO Vítkov - ČS Drhovle",null,"změna 16313/2018, 27141/2019, 102685/2024","Písek",null,"vodovod","Ing. Robert Martínek",null,"KUCBAWZ0DUV6"]
["2011-03-14","2011-03-29","2011-04-15",null,null,"9667/2011","JVS","JVS","3108-632414-49021117-1/2","PŘ F3 ČS Drhovle - před. místo pro Drhovli",null,"změna 16313/2018, 27141/2019, 102685/2024","Písek",null,"vodovod","Ing. Robert Martínek",null,"KUCBAWZ0DUV6"]
["2011-03-14","2011-03-29","2011-04-15",null,null,"9667/2011","JVS","JVS","3110-793361-49021117-1/1","RŠ Veselí - RŠ VDJ Zlukov",null,"změna 16313/2018, 27141/2019, 102685/2024","Soběslav",null,"vodovod","Ing. Robert Martínek",null,"KUCBAWZ0DUV6"]
["2011-03-14","2011-03-29","2011-04-15",null,null,"9667/2011","JVS","JVS","3112-619086-49021117-1/1","PŘ RŠ VDJ Zlukov - VDJ Čekanice II",null,"změna 16313/2018, 27141/2019, 102685/2024","Tábor",null,"vodovod","Ing. Robert Martínek",null,"KUCBAWZ0DUV6"]
["2011-03-14","2011-03-29","2011-04-15",null,null,"9667/2011","JVS","JVS","3114-725633-49021117-1/1","PŘ Dynín - RŠ Záblatí",null,"změna 16313/2018, 27141/2019","Třeboň",null,"vodovod","Ing. Robert Martínek",null,"KUCBAWZ0DUV6"]
["2011-03-14","2011-03-29","2011-04-15",null,null,"9667/2011","JVS","JVS","3117-733857-49021117-1/1","PŘ VDJ. Vodňany - RŠ Radčice (k ÚV Milenovice)",null,"změna 16313/2018, 27141/2019, 102685/2024","Vodňany",null,"vodovod","Ing. Robert Martínek",null,"KUCBAWZ0DUV6"]
["2013-04-16","2013-05-06","2013-05-23",null,null,"20402/2013","JVS","JVS","3109-766852-49021117-1/1","PŘ ČS Hlavatce - ČS Těšovice",null,"změna 16313/2018, 27141/2019, 102685/2024","Prachatice",null,"vodovod","Ing. Robert Martínek",null,"KUCBAWZ0DUV6"]
["2013-04-16","2013-05-06","2013-05-23",null,null,"20402/2013","JVS","JVS","3109-732711-49021117-1/1","jím.obj.nádrž Husinec-ÚV Prachatice (zdvoj.řad)",null,"změna 16313/2018, 27141/2019, 102685/2024","Prachatice",null,"vodovod","Ing. Robert Martínek",null,"KUCBAWZ0DUV6"]
["2013-04-16","2013-05-06","2013-05-23",null,null,"20402/2013","JVS","JVS","3109-689769-49021117-1/2","PŘ VDJ Hlodačky - RŠ Němčice, Sedlovice",null,"změna 16313/2018, 27141/2019, 102685/2024","Prachatice",null,"vodovod","Ing. Robert Martínek",null,"KUCBAWZ0DUV6"]
["2013-04-16","2013-05-06","2013-05-23",null,null,"20402/2013","JVS","JVS","3102-641618-49021117-1/1","PŘ Planá u Č. Budějovic VSJČ - Homole",null,"změna 16313/2018, 27141/2019, 102685/2024","České Budějovice",null,"vodovod","Ing. Robert Martínek",null,"KUCBAWZ0DUV6"]
["2014-03-04","2014-03-21","2014-04-18",null,null,"14697/2014","JVS","JVS","3112-721336-49021117-1/1","PŘ Průmyslová zóna Sezimovo Ústí",null,"změna 16313/2018, 27141/2019, 102685/2024","Tábor",null,"vodovod","Ing. Robert Martínek",null,"KUCBAWZ0DUV6"]
["2014-04-07","2014-05-05","2014-05-27",null,null,"24328/2014","JVS","JVS","3108-695505-49021117-1/1","PŘ Sedlice - Mirotice",null,"změna 16313/2018, 27141/2019, 102685/2024","Písek",null,"vodovod","Ing. Robert Martínek",null,"KUCBAWZ0DUV6"]
["2014-04-07","2014-05-05","2014-05-27",null,null,"24328/2014","JVS","JVS","3109-689769-49021117-1/2","PŘ VDJ Hlodačky - MŠ Mahouš",null,"změna 16313/2018, 27141/2019, 102685/2024","Prachatice",null,"vodovod","Ing. Robert Martínek",null,"KUCBAWZ0DUV6"]
["2016-04-18","2016-05-05","2016-05-26",null,null,"51629/2016","JVS","JVS","3111-738221-49021117-1/1","PŘ Osek - Radomyšl",null,"změna 16313/2018, 27141/2019, 102685/2024","Strakonice",null,"vodovod","Ing. Robert Martínek",null,"KUCBAWZ0DUV6"]
["2016-04-18","2016-05-05","2016-05-26",null,null,"51629/2016","JVS","JVS","3106-777854-49021117-1/2","PŘ Jeroným - AŠ Velešín",null,"změna 16313/2018, 27141/2019, 102685/2024","Kaplice",null,"vodovod","Ing. Robert Martínek",null,"KUCBAWZ0DUV6"]
["2016-04-18","2016-05-05","2016-05-26",null,null,"51629/2016","JVS","JVS","3112-666513-49021117-1/2","VDJ Hodušín - VDJ Všechov",null,"změna 16313/2018, 27141/2019, 102685/2024","Tábor",null,"vodovod","Ing. Robert Martínek",null,"KUCBAWZ0DUV6"]
["2016-04-18","2016-05-05","2016-05-26",null,null,"51629/2016","JVS","JVS","3112-666513-49021117-1/1","VDJ Všechov - ČS Klokoty",null,"změna 16313/2018, 27141/2019, 102685/2024","Tábor",null,"vodovod","Ing. Robert Martínek",null,"KUCBAWZ0DUV6"]
["2017-06-02","2017-06-26","2017-07-14",null,null,"69039/2017","JVS","JVS","3111-738221-49021117-1/2","PŘ ÚV Radomyšl - VDJ Radomyšl",null,"změna 16313/2018, 27141/2019, 102685/2024","Strakonice",null,"vodovod","Ing. Robert Martínek",null,"KUCBAWZ0DUV6"]
["2017-06-02","2017-06-26","2017-07-14",null,null,"69039/2017","JVS","JVS","3108-623822-49021117-1/1","PŘ Mirotice - Čimelice",null,"změna 16313/2018, 27141/2019, 102685/2024","Písek",null,"vodovod","Ing. Robert Martínek",null,"KUCBAWZ0DUV6"]
["2018-01-30","2018-02-15","2018-03-07",null,null,"16313/2018","JVS","JVS","3114-686697-49021117-1/1","PŘ RŠ Záblatí - RŠ Lomnice nad Lužnicí",null,"změna 27141/2019, 102685/2024","Třeboň",null,"vodovod","Ing. Robert Martínek",null,"KUCBAWZ0DUV6"]
["2019-02-27","2019-03-22","2019-04-10",null,null,"27141/2019","JVS","JVS","3102-649651-49021117-1/1","PŘ VDMŠ Na Haldách - VDJ Hůry",null,"změna 102685/2024","České Budějovice",null,"vodovod","Ing. Robert Martínek"]
["2020-04-27","2020-06-30","2020-07-23",null,null,"55225/2020","JVS","JVS","3102-793272-49021117-1/1","PŘ šachta Hluboká Podskalí - ČS Zliv",null,"změna 102685/2024","České Budějovice",null,"vodovod","Ing. Robert Martínek"]
["2020-04-27","2020-06-30","2020-07-23",null,null,"55225/2020","JVS","JVS","3102-793272-49021117-1/2","PŘ - nátok do VDJ Zliv",null,"změna 102685/2024","České Budějovice",null,"vodovod","Ing. Robert Martínek"]
["2024-08-26","2024-09-18","2024-10-18",null,null,"102685/2024","JVS","JVS","3108-736970-49021117-1/1","PŘ Hradiště - šachta Putim",null,null,"Písek",null,"vodovod","Ing. Robert Martínek"]
["2024-08-26","2024-09-18","2024-10-18",null,null,"102685/2024","JVS","JVS","3108-623831-49021117-1/1","PŘ VDJ Čimelice - odbočka Krsice",null,null,"Písek",null,"vodovod","Ing. Robert Martínek"]
["2011-03-16","2011-04-18","2011-05-06",null,null,"10031/2011","Obec Lodhéřov","Obec Lodhéřov","3105-686361-00247014-1/1","Najdek u Lodhéřova, PŘSV",null,"Zrušeno 137793/2019","Jindřichův Hradec","Lodhéřov","vodovod","Ing. Zdeněk Král",null,"KUCBAWZ0DUV6"]
["2011-03-16","2011-04-18","2011-05-06",null,null,"10031/2011","Obec Lodhéřov","Obec Lodhéřov","3105-758477-00247014-1/1","Studnice u Lodhéřova, PŘSV",null,"Zrušeno 137793/2019","Jindřichův Hradec","Lodhéřov","vodovod","Ing. Zdeněk Král",null,"KUCBAWZ0DUV6"]
["2011-03-16","2011-04-18","2011-05-06",null,null,"10031/2011","Obec Lodhéřov","Obec Lodhéřov","3105-758477-00247014-1/2","Studnice u Lodhéřova, RVS",null,"Zrušeno 137793/2019","Jindřichův Hradec","Lodhéřov","vodovod","Ing. Zdeněk Král",null,"KUCBAWZ0DUV6"]
["2011-03-16","2011-04-18","2011-05-06",null,null,"10031/2011","Obec Lodhéřov","Obec Lodhéřov","3105-686352-00247014-1/1","Lodhéřov, RVS",null,"změna 137793/2019","Jindřichův Hradec","Lodhéřov","vodovod","Ing. Zdeněk Král",null,"KUCBAWZ0DUV6"]
["2015-06-26","2015-07-01","2015-07-18",null,null,"50283/2015","Obec Lodhéřov","Obec Lodhéřov","3105-686352-00247014-3/1","Lodhéřov, kanalizace",null,"změna 137793/2019","Jindřichův Hradec","Lodhéřov","kanalizace","Ing. Zdeněk Král",null,"KUCBAWZ0DUV6"]
["2015-06-26","2015-07-01","2015-07-18",null,null,"50283/2015","Obec Lodhéřov","Obec Lodhéřov","3105-686352-00247014-4/1","Lodhéřov, ČOV",null,"změna 137793/2019","Jindřichův Hradec","Lodhéřov","kanalizace","Ing. Zdeněk Král",null,"KUCBAWZ0DUV6"]
["2017-01-25","2017-02-20","2017-03-10",null,null,"14879/2017","Obec Lodhéřov","Obec Lodhéřov","3105-758477-00247014-1/3","Studnice, PŘ z Velkého Ratmírova",null,"změna 137793/2019","Jindřichův Hradec","Lodhéřov","vodovod","Ing. Zdeněk Král",null,"KUCBAWZ0DUV6"]
["2019-11-26","2019-12-12","2019-12-31",null,null,"137793/2019","Obec Lodhéřov","Obec Lodhéřov","3105-686361-00247014-2/1","Lodhéřov, ÚV a studny",null,null,"Jindřichův Hradec","Lodhéřov","vodovod","Ing. Zdeněk Král"]
["2019-11-26","2019-12-12","2019-12-31",null,null,"137793/2019","Obec Lodhéřov","Obec Lodhéřov","3105-686361-00247014-1/1","Lodhéřov, PŘSV",null,null,"Jindřichův Hradec","Lodhéřov","vodovod","Ing. Zdeněk Král"]
["2019-11-26","2019-12-12","2019-12-31",null,null,"137793/2019","Obec Lodhéřov","Obec Lodhéřov","3105-758477-00247014-2/1","Studnice, ÚV a studny",null,null,"Jindřichův Hradec","Lodhéřov","vodovod","Ing. Zdeněk Král"]
["2019-11-26","2019-12-12","2019-12-31",null,null,"137793/2019","Obec Lodhéřov","Obec Lodhéřov","3105-758477-00247014-1/1","Studnice, PŘSV",null,null,"Jindřichův Hradec","Lodhéřov","vodovod","Ing. Zdeněk Král"]
["2019-11-26","2019-12-12","2019-12-31",null,null,"137793/2019","Obec Lodhéřov","Obec Lodhéřov","3105-758477-00247014-1/2","Studnice, RVS",null,null,"Jindřichův Hradec","Lodhéřov","vodovod","Ing. Zdeněk Král"]
["2011-03-18","2011-03-29","2011-04-15",null,null,"10321/2011","Město Volyně","Město Volyně","3111-784958-00252000-3/1","Kanalizační síť Volyně",null,"změna rozhodnutím 16074/2011, 66927/2024","Strakonice","Volyně","kanalizace","Ing. Martin Červený ",null,"KUCBAWZ0DUV6"]
["2011-03-18","2011-03-29","2011-04-15",null,null,"10321/2011","Město Volyně","Město Volyně","3111-784958-00252000-4/1","ČOV Volyně",null,"změna rozhodnutím 16074/2011, 66927/2024","Strakonice","Volyně","kanalizace","Ing. Martin Červený ",null,"KUCBAWZ0DUV6"]
["2011-03-18","2011-03-29","2011-04-15",null,null,"10321/2011","Město Volyně","Město Volyně","3111-784958-00252000-1/1","RVS Volyně",null,"změna rozhodnutím 16074/2011, 66927/2024","Strakonice","Volyně","vodovod","Ing. Martin Červený ",null,"KUCBAWZ0DUV6"]
["2011-03-18","2011-03-29","2011-04-15",null,null,"10321/2011","Město Volyně","Město Volyně","3111-704958-00252000-2/1","ÚV Volyně",null,"změna rozhodnutím 16074/2011, 66927/2024","Strakonice","Volyně","vodovod","Ing. Martin Červený ",null,"KUCBAWZ0DUV6"]
["2011-04-28","2011-05-18","2011-06-04",null,null,"16074/2011","Město Volyně","Město Volyně","3111-704628-00252000-1/1","PŘ I pro ÚV Nišovice",null,"změna rozhodnutím 66927/2024","Strakonice","Volyně","vodovod","Ing. Martin Červený ",null,"KUCBAWZ0DUV6"]
["2011-04-28","2011-05-18","2011-06-04",null,null,"16074/2011","Město Volyně","Město Volyně","3111-704636-00252000-1/1","PŘ II ÚV Nišovice – VDJ Nišovice",null,"změna rozhodnutím 66927/2024","Strakonice","Volyně","vodovod","Ing. Martin Červený ",null,"KUCBAWZ0DUV6"]
["2011-04-28","2011-05-18","2011-06-04",null,null,"16074/2011","Město Volyně","Město Volyně","3111-704628-00252000-1/2","RVS Volyně, místní část Černětice",null,"změna rozhodnutím 66927/2024","Strakonice","Volyně","vodovod","Ing. Martin Červený ",null,"KUCBAWZ0DUV6"]
["2011-04-28","2011-05-18","2011-06-04",null,null,"16074/2011","Město Volyně","Město Volyně","3111-704628-00252000-1/3","RVS Volyně, místní část Zechovice",null,"změna rozhodnutím 66927/2024","Strakonice","Volyně","vodovod","Ing. Martin Červený ",null,"KUCBAWZ0DUV6"]
["2011-03-18","2011-03-29","2011-04-15",null,null,"10321/2011","Město Volyně","Město Volyně","3111-704638-00252000-1/1","PŘ I pro ÚV Nišovice",null,"zrušeno rozhodnutím 16074/2011","Strakonice","Volyně","vodovod","Ing. Martin Červený ",null,"KUCBAWZ0DUV6"]
["2011-03-18","2011-03-29","2011-04-15",null,null,"10321/2011","Město Volyně","Město Volyně","3111-704628-00252000-1/2","PŘ II pro Nišovice – VDJ Nišovice",null,"zrušeno rozhodnutím 16074/2011","Strakonice","Volyně","vodovod","Ing. Martin Červený ",null,"KUCBAWZ0DUV6"]
["2024-05-29","2024-07-04","2024-07-30",null,null,"66927/2024","Město Volyně","Město Volyně","3111-704628-00252000-3/1","Kanalizace Černětice",null,null,"Strakonice","Volyně","vodovod","Ing. Martin Červený "]
["2024-05-29","2024-07-04","2024-07-30",null,null,"66927/2024","Město Volyně","Město Volyně","3111-704628-00252000-4/1","ČOV Černětice",null,null,"Strakonice","Volyně","vodovod","Ing. Martin Červený "]
["2011-03-18","2011-03-29","2011-04-16",null,null,"10319/2011","Město Volyně","Obec Nišovice","3111-704636-00667757-3/1","Kanalizační síť Nišovice",null,"zrušeno 35680/2018","Strakonice","Nišovice","kanalizace","Ing. Martin Červený ",null,"KUCBAWZ0DUW1"]
["2011-03-18","2011-03-29","2011-04-16",null,null,"10319/2011","Město Volyně","Obec Nišovice","3111-704636-00667757-4/1","ČOV Nišovice",null,"zrušeno 35680/2018","Strakonice","Nišovice","kanalizace","Ing. Martin Červený ",null,"KUCBAWZ0DUW1"]
["2011-03-18","2011-03-29","2011-04-16",null,null,"10319/2011","Město Volyně","Obec Nišovice","3111-704636-00667757-1/1","RVS Nišovice",null,"zrušeno 35680/2018","Strakonice","Nišovice","vodovod","Ing. Martin Červený ",null,"KUCBAWZ0DUW1"]
["2011-05-10","2011-06-01","2011-06-23",null,null,"17627/2011","Obec Stožice","Obec Stožice","3117-755745-48222623-1/1","RVS Stožice",null,null,"Vodňany","Stožice","vodovod","Petr Beran",null,"KUCBAWZ0DUW1"]
["2011-05-10","2011-06-01","2011-06-23",null,null,"17627/2011","Obec Stožice","Obec Stožice","3117-755745-48222623-1/2","RVS Křešice",null,null,"Vodňany","Stožice","vodovod","Petr Beran",null,"KUCBAWZ0DUW1"]
["2011-05-10","2011-06-01","2011-06-23",null,null,"17627/2011","Obec Stožice","Obec Stožice","3117-755745-48222623-2/1","Úpravna vody Stožice",null,null,"Vodňany","Stožice","vodovod","Petr Beran",null,"KUCBAWZ0DUW1"]
["2011-05-10","2011-06-01","2011-06-23",null,null,"17627/2011","Obec Stožice","Obec Stožice","3117-755745-48222623-3/1","Kanalizační síť Stožice",null,null,"Vodňany","Stožice","kanalizace","Petr Beran",null,"KUCBAWZ0DUW1"]
["2011-05-10","2011-06-01","2011-06-23",null,null,"17627/2011","Obec Stožice","Obec Stožice","3117-755745-48222623-4/1","ČOV Stožice",null,null,"Vodňany","Stožice","kanalizace","Petr Beran",null,"KUCBAWZ0DUW1"]
["2011-05-19","2011-06-21","2011-07-13",null,null,"19069/2011","ČEVAK a.s.","Obec Sedlečko u Soběslavě","3110-793817-00667145-1/1","Sedlečko, RVS",null,null,"Soběslav","Sedlečko u Soběslavě","vodovod","Ing. Martin Kalač",null,"KUCBAWZ0DUW1"]
["2011-05-19","2011-06-21","2011-07-13",null,null,"19069/2011","ČEVAK a.s.","Obec Sedlečko u Soběslavě","3110-793817-00667145-3/1","Sedlečko, SS",null,null,"Soběslav","Sedlečko u Soběslavě","kanalizace","Ing. Martin Kalač",null,"KUCBAWZ0DUW1"]
["2011-05-19","2011-06-21","2011-07-13",null,null,"19069/2011","ČEVAK a.s.","Obec Sedlečko u Soběslavě","3110-793817-00667145-4/1","Sedlečko, ČOV",null,null,"Soběslav","Sedlečko u Soběslavě","kanalizace","Ing. Martin Kalač",null,"KUCBAWZ0DUW1"]
["2011-05-20","2011-06-13","2011-07-12",null,null,"19102/2011","AQUAŠUMAVA s.r.o.","Obec Želnava","3109-796395-00583454-3/1","Kanalizace Želnava",null,null,"Prachatice","Želnava","kanalizace","Ing. Igor Kasalický",null,"KUCBAWZ0DUW1"]
["2011-05-20","2011-06-13","2011-07-12",null,null,"19102/2011","AQUAŠUMAVA s.r.o.","Obec Želnava","3109-796395-00583454-4/1","ČOV Želnava",null,null,"Prachatice","Želnava","kanalizace","Ing. Igor Kasalický",null,"KUCBAWZ0DUW1"]
["2011-06-09","2011-06-29","2011-07-23",null,null,"22771/2011","ČEVAK a.s.","Obec Nadějkov","3112-720437-00249891-2/1","Nadějkov, ÚV",null,"změna 97399/2025","Vodňany","Nadějkov","vodovod","Ing. Martin Kalač",null,"KUCBAWZ0DUW1"]
["2011-06-09","2011-06-29","2011-07-23",null,null,"22771/2011","ČEVAK a.s.","Obec Nadějkov","3112-701084-00249891-1/1","Nadějkov, PŘSV (včetně ČS)",null,"Zrušeno 97399/2025","Vodňany","Nadějkov","vodovod","Ing. Martin Kalač",null,"KUCBAWZ0DUW1"]
["2025-08-21","2025-09-19","2025-10-08",null,null,"97399/2025","ČEVAK a.s.","Obec Nadějkov","3112-701084-00249891-1/1","Nadějkov - přív. řad: vrty - ÚV Nadějkov",null,null,"Vodňany","Nadějkov","vodovod","Ing. Martin Kalač"]
["2025-08-21","2025-09-19","2025-10-08",null,null,"97399/2025","ČEVAK a.s.","Obec Nadějkov","3112-701084-00249891-1/2","Nadějkov - vodovodní síť",null,null,"Vodňany","Nadějkov","vodovod","Ing. Martin Kalač"]
["2011-06-09","2011-06-29","2011-07-23",null,null,"22771/2011","ČEVAK a.s.","Obec Nadějkov","3112-701084-00249891-1/2","Nadějkov, PŘ (ÚV - RVS Nadějkov, včetně VDJ)",null,"Zrušeno 97399/2025","Vodňany","Nadějkov","vodovod","Ing. Martin Kalač",null,"KUCBAWZ0DUW1"]
["2011-06-09","2011-06-29","2011-07-23",null,null,"22771/2011","ČEVAK a.s.","Obec Nadějkov","3112-701084-00249891-1/3","Nadějkov, RVS",null,"Zrušeno 97399/2025","Vodňany","Nadějkov","vodovod","Ing. Martin Kalač",null,"KUCBAWZ0DUW1"]
["2011-06-16","2011-07-11","2011-08-04",null,null,"23568/2011","Radouňská vodohospodářská společnost a.s.","Obec Majdalena","3114-689904-00247065-3/1","Kanalizační stoky Majdalena",null,"zrušeno 70444/2017","Třeboň","Majdalena","kanalizace","Pavel Grup",null,"KUCBAWZ0DUW1"]
["2011-06-16","2011-07-11","2011-08-04",null,null,"23568/2011","Radouňská vodohospodářská společnost a.s.","Obec Majdalena","3114-689904-00247065-4/1","Čistírna odpadních vod Majdalena",null,"zrušeno 70444/2017","Třeboň","Majdalena","kanalizace","Pavel Grup",null,"KUCBAWZ0DUW1"]
["2015-11-04","2016-12-06","2016-12-23",null,null,"86053/2015","Městská Vodohospodářská s.r.o.","Město Třeboň","3114-615021-00247618-1/1","Gigant - PŘ",null,"změna 104074/2017, zrušeno 92398/2022","Třeboň","Třeboň","vodovod","Ing. Miroslav Kajan",null,"KUCBAWZ0DUW1"]
["2015-11-04","2016-12-06","2016-12-23",null,null,"86053/2015","Městská Vodohospodářská s.r.o.","Město Třeboň","3114-753726-00247618-1/1","Třeboň-Nová Hlína-Stará Hlína,PŘ",null,"změna 104074/2017, zrušeno 92398/2022","Třeboň","Třeboň","vodovod","Ing. Miroslav Kajan",null,"KUCBAWZ0DUW1"]
["2011-06-21","2011-07-11","2011-07-29",null,null,"24023/2011","Městská Vodohospodářská s.r.o.","Město Třeboň","3114-615021-00247618-4/1","Čistírna odpadních vod Třeboň",null,"změna 104074/2017, změna 92398/2022","Třeboň","Třeboň","kanalizace","Ing. Miroslav Kajan",null,"KUCBAWZ0DUW1"]
["2015-11-04","2016-12-06","2016-12-23",null,null,"86053/2015","Městská Vodohospodářská s.r.o.","Město Třeboň","3114-770230-00247618-1/1","Třeboň + Holičky,RVS",null,"změna 104074/2017, změna 92398/2022","Třeboň","Třeboň","vodovod","Ing. Miroslav Kajan",null,"KUCBAWZ0DUW1"]
["2015-11-04","2016-12-06","2016-12-23",null,null,"86053/2015","Městská Vodohospodářská s.r.o.","Město Třeboň","3114-753742-00247618-1/1","Nová Hlína, RVS",null,"změna 104074/2017, změna 92398/2022","Třeboň","Třeboň","vodovod","Ing. Miroslav Kajan",null,"KUCBAWZ0DUW1"]
["2015-11-04","2016-12-06","2016-12-23",null,null,"86053/2015","Městská Vodohospodářská s.r.o.","Město Třeboň","3114-753726-00247618-1/1","Stará Hlína, RVS",null,"změna 104074/2017, změna 92398/2022","Třeboň","Třeboň","vodovod","Ing. Miroslav Kajan",null,"KUCBAWZ0DUW1"]
["2015-11-04","2016-12-06","2016-12-23",null,null,"86053/2015","Městská Vodohospodářská s.r.o.","Město Třeboň","3114-609421-00247618-1/1","Branná, RVS",null,"změna 104074/2017, změna 92398/2022","Třeboň","Třeboň","vodovod","Ing. Miroslav Kajan",null,"KUCBAWZ0DUW1"]
["2015-11-04","2016-12-06","2016-12-23",null,null,"86053/2015","Městská Vodohospodářská s.r.o.","Město Třeboň","3114-615021-00247618-1/1","Břilice, RVS",null,"změna 104074/2017, změna 92398/2022","Třeboň","Třeboň","vodovod","Ing. Miroslav Kajan",null,"KUCBAWZ0DUW1"]
["2015-11-04","2016-12-06","2016-12-23",null,null,"86053/2015","Městská Vodohospodářská s.r.o.","Město Třeboň","3114-615021-00247618-1/2","Gigant,RVS",null,"změna 104074/2017, změna 92398/2022","Třeboň","Třeboň","vodovod","Ing. Miroslav Kajan",null,"KUCBAWZ0DUW1"]
["2015-11-04","2016-12-06","2016-12-23",null,null,"86053/2015","Městská Vodohospodářská s.r.o.","Město Třeboň","3114-735060-00247618-1/2","Přeseka, RVS",null,"změna 104074/2017, změna 92398/2022","Třeboň","Třeboň","vodovod","Ing. Miroslav Kajan",null,"KUCBAWZ0DUW1"]
["2015-11-04","2016-12-06","2016-12-23",null,null,"86053/2015","Městská Vodohospodářská s.r.o.","Město Třeboň","3114-735060-00247618-2/1","Přeseka,zdroj",null,"změna 104074/2017, změna 92398/2022","Třeboň","Třeboň","vodovod","Ing. Miroslav Kajan",null,"KUCBAWZ0DUW1"]
["2015-11-04","2016-12-06","2016-12-23",null,null,"86053/2015","Městská Vodohospodářská s.r.o.","Město Třeboň","3114-735060-00247618-1/1","Přeseka vrty-VDJ Přeseka, PŘSV",null,"změna 104074/2017, změna 92398/2022","Třeboň","Třeboň","vodovod","Ing. Miroslav Kajan",null,"KUCBAWZ0DUW1"]
["2015-11-04","2016-12-06","2016-12-23",null,null,"86053/2015","Městská Vodohospodářská s.r.o.","Město Třeboň","3114-770230-00247618-3/1","Třeboň + Holičky, kanalizace",null,"změna 104074/2017, změna 92398/2022","Třeboň","Třeboň","kanalizace","Ing. Miroslav Kajan",null,"KUCBAWZ0DUW1"]
["2015-11-04","2016-12-06","2016-12-23",null,null,"86053/2015","Městská Vodohospodářská s.r.o.","Město Třeboň","3114-753742-00247618-3/1","Nová Hlína, kanalizace do VKV",null,"změna 104074/2017, změna 92398/2022","Třeboň","Třeboň","kanalizace","Ing. Miroslav Kajan",null,"KUCBAWZ0DUW1"]
["2015-11-04","2016-12-06","2016-12-23",null,null,"86053/2015","Městská Vodohospodářská s.r.o.","Město Třeboň","3114-615021-00247618-3/1","Břilice, kanalizace",null,"změna 104074/2017, změna 92398/2022","Třeboň","Třeboň","kanalizace","Ing. Miroslav Kajan",null,"KUCBAWZ0DUW1"]
["2015-11-04","2016-12-06","2016-12-23",null,null,"86053/2015","Městská Vodohospodářská s.r.o.","Město Třeboň","3114-735060-00247618-3/1","Přeseka, kanalizace do VKV",null,"změna 104074/2017, změna 92398/2022","Třeboň","Třeboň","kanalizace","Ing. Miroslav Kajan",null,"KUCBAWZ0DUW1"]
["2017-09-04","2017-09-20","2017-10-07",null,null,"101074/2017","Městská Vodohospodářská s.r.o.","Město Třeboň","3114-753726-00247618-3/1","Stará Hlína, kanalizace",null,"změna 92398/2022","Třeboň","Třeboň","kanalizace","Ing. Miroslav Kajan",null,"KUCBAWZ0DUW1"]
["2017-09-04","2017-09-20","2017-10-07",null,null,"101074/2017","Městská Vodohospodářská s.r.o.","Město Třeboň","3114-615021-00247618-4/1","ČOV Stará Hlína",null,"změna 92398/2022","Třeboň","Třeboň","kanalizace","Ing. Miroslav Kajan",null,"KUCBAWZ0DUW1"]
["2022-07-22","2022-07-26","2022-08-24",null,null,"92398/2022","Městská Vodohospodářská s.r.o.","Město Třeboň","3114-609421-00247618-3/1","Branná, kanalizace",null,null,"Třeboň","Třeboň","kanalizace","Ing. Miroslav Kajan"]
["2022-07-22","2022-07-26","2022-08-24",null,null,"92398/2022","Městská Vodohospodářská s.r.o.","Město Třeboň","3114-609421-00247618-4/1","ČOV Branná",null,null,"Třeboň","Třeboň","kanalizace","Ing. Miroslav Kajan"]
["2011-07-15","2011-08-16","2011-09-10",null,null,"29288/2011","Radouňská vodohospodářská společnost a.s.","Obec Pístina","3105-720992-00666947-3/1","Kanalizační síť Pístina",null,"zrušeno rozhodnutím 24174/2012","Jindřichův Hradec","Pístina","kanalizace","Ing. Miroslav Dvořák",null,"KUCBAWZ0DUW1"]
["2011-07-15","2011-08-16","2011-09-10",null,null,"29288/2011","Radouňská vodohospodářská společnost a.s.","Obec Pístina","3105-720992-00666947-4/1","ČOV Pístina",null,"zrušeno rozhodnutím 24174/2012","Jindřichův Hradec","Pístina","kanalizace","Ing. Miroslav Dvořák",null,"KUCBAWZ0DUW1"]
["2011-08-04","2011-09-01","2011-09-28",null,null,"31002/2011","Obec Hatín","Obec Hatín","3105-637513-00246646-3/1","Kanalizační síť Hatín",null,null,"Jindřichův Hradec","Hatín","kanalizace","Ing. Miroslav Dvořák",null,"KUCBAWZ0DUW1"]
["2011-08-04","2011-09-01","2011-09-28",null,null,"31002/2011","Obec Hatín","Obec Hatín","3105-637513-00246646-4/1","ČOV Hatín",null,null,"Jindřichův Hradec","Hatín","kanalizace","Pavel Grup",null,"KUCBAWZ0DUW1"]
["2011-08-04","2011-09-01","2011-09-28",null,null,"31005/2011","Radouňská vodohospodářská společnost a.s.","Městys Chlum u Třeboně","3114-651630-00246816-3/1","Kanalizační síť Chlum u Třeboně",null,"změna 17400/2015","Třeboň","Chlum u Třeboně","kanalizace","Pavel Grup",null,"KUCBAWZ0DUW1"]
["2011-08-04","2011-09-01","2011-09-28",null,null,"31005/2011","Radouňská vodohospodářská společnost a.s.","Městys Chlum u Třeboně","3114-651630-00246816-1/1","VDJ Chlum u Třeboně",null,"změna 17400/2015","Třeboň","Chlum u Třeboně","vodovod","Pavel Grup",null,"KUCBAWZ0DUW1"]
["2011-08-04","2011-09-01","2011-09-28",null,null,"31005/2011","Radouňská vodohospodářská společnost a.s.","Městys Chlum u Třeboně","3114-689165-00246816-1/1","Vodovodní síť Lutová",null,"změna 17400/2015","Třeboň","Chlum u Třeboně","vodovod","Pavel Grup",null,"KUCBAWZ0DUW1"]
["2011-08-04","2011-09-01","2011-09-28",null,null,"31005/2011","Radouňská vodohospodářská společnost a.s.","Městys Chlum u Třeboně","3114-651630-00246816-1/2","Vodovodní síť Chlum u Třeboně",null,"změna 17400/2015","Třeboň","Chlum u Třeboně","vodovod","Pavel Grup",null,"KUCBAWZ0DUW1"]
["2011-08-04","2011-09-01","2011-09-28",null,null,"31005/2011","Radouňská vodohospodářská společnost a.s.","Městys Chlum u Třeboně","3114-797171-00246816-1/1","Vodovodní síť Mirochov, Žíteč",null,"změna 17400/2015","Třeboň","Chlum u Třeboně","vodovod","Pavel Grup",null,"KUCBAWZ0DUW1"]
["2011-08-18","2011-09-08","2011-10-04",null,null,"32767/2011","Radouňská vodohospodářská společnost a.s.","Obec Klec","3114-666009-00666467-3/1","Kanalizační síť Klec",null,"Zrušeno 70445/2017","Třeboň","Klec","kanalizace","Pavel Grup",null,"KUCBAWZ0DUW1"]
["2011-08-18","2011-09-08","2011-10-04",null,null,"32767/2011","Radouňská vodohospodářská společnost a.s.","Obec Klec","3114-666009-00666467-4/1","ČOV Klec",null,"Zrušeno 70445/2017","Třeboň","Klec","kanalizace","Pavel Grup",null,"KUCBAWZ0DUW1"]
["2011-09-15","2011-10-03","2011-10-20",null,null,"35443/2011","Radouňská vodohospodářská společnost a.s.","Obec Dražíč","3115-632198-00249637-3/1","Kanalizační síť Dražíč",null,"zrušeno 8902/2017","Týn nad Vltavou","Dražíč","kanalizace","Pavel Grup",null,"KUCBAWZ0DUW1"]
["2011-09-15","2011-10-03","2011-10-20",null,null,"35443/2011","Radouňská vodohospodářská společnost a.s.","Obec Dražíč","3115-632198-00249637-4/1","ČOV Dražíč",null,"zrušeno 8902/2017","Týn nad Vltavou","Dražíč","kanalizace","Pavel Grup",null,"KUCBAWZ0DUW1"]
["2011-09-15","2011-10-06","2011-10-27",null,null,"35446/2011","Radouňská vodohospodářská společnost a.s.","Obec Polště","3105-637530-00666491-3/1","Kanalizační síť Polště",null,"zrušeno 24726/2012","Jindřichův Hradec","Polště","kanalizace","Ing. Miroslav Dvořák",null,"KUCBAWZ0DUW1"]
["2011-09-15","2011-10-06","2011-10-27",null,null,"35446/2011","Radouňská vodohospodářská společnost a.s.","Obec Polště","3105-637530-00666491-4/1","ČOV Polště",null,"zrušeno 24726/2012","Jindřichův Hradec","Polště","kanalizace","Ing. Miroslav Dvořák",null,"KUCBAWZ0DUW1"]
["2011-11-02","2011-11-16","2011-12-02",null,null,"40338/2011","Město Vlachovo Březí","Město Vlachovo Březí","3109-783293-00250821-2/1","prameniště Za horou 12 x studna –  Vlachovo Březí",null,"změna 145141/2023, 83268/2025","Prachatice","Vlachovo Březí","vodovod","Ing. Petr Plichta",null,"KUCBAWZ0DUW1"]
["2011-11-02","2011-11-16","2011-12-02",null,null,"40338/2011","Město Vlachovo Březí","Město Vlachovo Březí","3109-773328-00250821-2/1","prameniště 6x vrty  a sběrná studna pro Vlachovo Březí",null,"změna 145141/2023, 83268/2025","Prachatice","Vlachovo Březí","vodovod","Ing. Petr Plichta",null,"KUCBAWZ0DUW1"]
["2011-11-02","2011-11-16","2011-12-02",null,null,"40338/2011","Město Vlachovo Březí","Město Vlachovo Březí","3109-783293-00250821-1/1","PŘ z vrtů u Lybotyňského potoka do VDJ 150 m3 Vl. Březí",null,"změna 145141/2023, 83268/2025","Prachatice","Vlachovo Březí","vodovod","Ing. Petr Plichta",null,"KUCBAWZ0DUW1"]
["2011-11-02","2011-11-16","2011-12-02",null,null,"40338/2011","Město Vlachovo Březí","Město Vlachovo Březí","3109-783293-00250821-1/2","PŘ z prameniště Za horou přes VDJ 43m3 do VDJ Vl. Březí",null,"změna 145141/2023, 83268/2025","Prachatice","Vlachovo Březí","vodovod","Ing. Petr Plichta",null,"KUCBAWZ0DUW1"]
["2011-11-02","2011-11-16","2011-12-02",null,null,"40338/2011","Město Vlachovo Březí","Město Vlachovo Březí","3109-783293-00250821-1/3","RVS Vlachovo Březí",null,"změna 145141/2023, 83268/2025","Prachatice","Vlachovo Březí","vodovod","Ing. Petr Plichta",null,"KUCBAWZ0DUW1"]
["2011-11-02","2011-11-16","2011-12-02",null,null,"40338/2011","Město Vlachovo Březí","Město Vlachovo Březí","3109-783293-00250821-3/1","stoková síť Vlachovo Březí",null,"změna 145141/2023, 83268/2025","Prachatice","Vlachovo Březí","kanalizace","Ing. Petr Plichta",null,"KUCBAWZ0DUW1"]
["2011-11-02","2011-11-16","2011-12-02",null,null,"40338/2011","Město Vlachovo Březí","Město Vlachovo Březí","3109-783293-00250821-4/1","ČOV Vlachovo Březí",null,"změna 145141/2023, 83268/2025","Prachatice","Vlachovo Březí","kanalizace","Ing. Petr Plichta",null,"KUCBAWZ0DUW1"]
["2011-10-27","2012-01-23","2012-02-08",null,null,"41360/2011","ČEVAK a.s.","Kostelecké uzeniny a.s.","3104-758191-46900411-3/1","Studená, Kostelecké uzeniny - kanalizace",null,"zrušeno 13052/2015","Dačice","Studená","kanalizace","Ing. Olga Štíchová",null,"KUCBAWZ0DUW1"]
["2011-12-05","2011-12-20","2012-01-18",null,null,"44302/2011","Obec Dunajovice","Obec Dunajovice","3114-633828-00512974-3/1","Kanalizační sítě Dunajovice",null,"změna rozhodnutím 62804/2013","Třeboň","Dunajovice","kanalizace","Ing. Michal Manda",null,"KUCBAWZ0DVZF"]
["2012-06-15","2012-07-04","2012-08-02",null,null,"16090/2012","Obec Dunajovice","Obec Dunajovice","3114-633828-00512974-1/1","Přiváděcí řad včetně vrtu V1",null,"změna rozhodnutím 62804/2013","Třeboň","Dunajovice","vodovod","Ing. Michal Manda",null,"KUCBAWZ0DVZF"]
["2012-06-15","2012-07-04","2012-08-02",null,null,"16090/2012","Obec Dunajovice","Obec Dunajovice","3114-633828-00512974-2/1","Stavba pro úpravu vody ",null,"změna rozhodnutím 62804/2013","Třeboň","Dunajovice","vodovod","Ing. Michal Manda",null,"KUCBAWZ0DVZF"]
["2012-12-21","2013-01-22","2013-02-20",null,null,"503/2013","Obec Dunajovice","Obec Dunajovice","3114-633828-00512974-1/2","Rozvodná vodovodní síť  Dunajovice",null,"změna rozhodnutím 62804/2013","Třeboň","Dunajovice","vodovod","Ing. Michal Manda",null,"KUCBAWZ0DVZF"]
["2013-11-14","2013-12-05","2013-12-28",null,null,"62804/2013","Obec Dunajovice","Obec Dunajovice","3114-633828-00512974-4/1","ČOV Dunajovice",null,null,"Třeboň","Dunajovice","kanalizace","Ing. Michal Manda",null,"KUCBAWZ0DVZF"]
["2011-11-10","2012-01-04","2012-01-21",null,null,"41403/2011","Obec Heřmaneč","Obec Heřmaneč","3104-638455-00477010-3/1","přivaděcí stoka Heřmaneč",null,null,"Dačice","Heřmaneč","kanalizace","Bc. Vladislav Adamovský",null,"KUCBAWZ0DVZF"]
["2011-11-10","2012-01-04","2012-01-21",null,null,"41403/2011","Obec Heřmaneč","Obec Heřmaneč","3104-638455-00477010-3/2","stoková síť Heřmaneč",null,null,"Dačice","Heřmaneč","kanalizace","Bc. Vladislav Adamovský",null,"KUCBAWZ0DVZF"]
["2012-01-06","2012-01-27","2012-02-15",null,null,"868/2012","Radouňská vodohospodářská společnost a.s.","Svazek obcí Chlum u Třeboně, Staňkov a Hamr","3114-651630-70907366-3/1","Stoková síť Chlum u Třeboně - Chalupy, Vinohrady",null,"zrušeno 111665/2016","Třeboň","Chlum u Třeboně","kanalizace","Pavel Grup",null,"KUCBAWZ0DVZF"]
["2012-01-06","2012-01-27","2012-02-15",null,null,"868/2012","Radouňská vodohospodářská společnost a.s.","Svazek obcí Chlum u Třeboně, Staňkov a Hamr","3114-637017-70907366-3/1","Přiváděcí stoka Chlum u Třeboně - ČOV Hamr",null,"zrušeno 1043/2017","Třeboň","Chlum u Třeboně","kanalizace","Pavel Grup",null,"KUCBAWZ0DVZF"]
["2012-01-06","2012-01-27","2012-02-15",null,null,"868/2012","Radouňská vodohospodářská společnost a.s.","Svazek obcí Chlum u Třeboně, Staňkov a Hamr","3114-651630-70907366-3/2","Přiváděcí kanalizační stoka Staňkov - Chlum u Třeboně",null,"zrušeno 1043/2017","Třeboň","Chlum u Třeboně","kanalizace","Pavel Grup",null,"KUCBAWZ0DVZF"]
["2012-01-06","2012-01-27","2012-02-15",null,null,"868/2012","Radouňská vodohospodářská společnost a.s.","Svazek obcí Chlum u Třeboně, Staňkov a Hamr","3114-637017-70907366-4/1","ČOV Hamr",null,"zrušeno 1043/2017","Třeboň","Chlum u Třeboně","kanalizace","Pavel Grup",null,"KUCBAWZ0DVZF"]
["2012-01-26","2012-02-13","2012-03-06",null,null,"2126/2012","Vodárenské sdružení Bechyňsko","Obec Radětice","3112-737593-00252743-3/1","Stoková síť Radětice",null,"změna 86323/2020","Tábor","Radětice","kanalizace","Ing. Zdenka Sosnová",null,"KUCBAWZ0DVZF"]
["2020-07-09","2020-07-28","2020-08-26",null,null,"86323/2020","Vodárenské sdružení Bechyňsko","Obec Radětice","3112-737593-00252743-1/1","RVS Radětice",null,null,"Tábor","Radětice","vodovod","Ing. Zdenka Sosnová"]
["2020-07-09","2020-07-28","2020-08-26",null,null,"86323/2020","Vodárenské sdružení Bechyňsko","Obec Radětice","3112-737593-00252743-4/1","ČOV Radětice",null,null,"Tábor","Radětice","kanalizace","Ing. Zdenka Sosnová"]
["2012-01-30","2012-02-16","2012-03-06",null,null,"2617/2012","ČEVAK a.s.","Obec Planá","3102-641618-00581852-1/1","Planá, RVS",null,null,"České Budějovice","Planá","vodovod","Ing. Martin Kalač",null,"KUCBAWZ0DVZF"]
["2012-01-20","2012-02-23","2012-03-20",null,null,"2475/2012","Svazek obcí Lužnice","Svazek obcí Lužnice","3114-633925-71204148-4/1","ČOV Dvory nad Lužnicí",null,"změna 27890/2013, zrušeno 137316/2024","Třeboň","Dvory nad Lužnicí","kanalizace","Ing. Miroslav Kajan",null,"KUCBAWZ0DVZF"]
["2013-05-17","2013-06-19","2013-07-09",null,null,"27890/2013","Svazek obcí Lužnice","Svazek obcí Lužnice","3114-633925-71204148-3/1","kanalizace Dvory nad Lužnicí, Halámky",null,"zrušeno 137316/2024","Třeboň","Dvory nad Lužnicí","kanalizace","Ing. Miroslav Kajan",null,"KUCBAWZ0DVZF"]
["2012-03-01","2012-03-19","2012-04-11",null,null,"4697/2012","Obec Žďár","Obec Žďár","3105-705349-00583952-1/1","Žďár, rozvodná síť",null,"změna 72874/2023","Jindřichův Hradec","Žďár","vodovod","Ing. Zdeněk Král",null,"KUCBAWZ0DVZF"]
["2012-03-01","2012-03-19","2012-04-11",null,null,"4697/2012","Obec Žďár","Obec Žďár","3105-705349-00583952-1/2","Žďár, přívodní řad surové vody",null,"změna 72874/2023","Jindřichův Hradec","Žďár","vodovod","Ing. Zdeněk Král",null,"KUCBAWZ0DVZF"]
["2012-03-01","2012-03-19","2012-04-11",null,null,"4697/2012","Obec Žďár","Obec Žďár","3105-705349-00583952-2/1","Žďár, vodojem s úpravou",null,"změna 72874/2023","Jindřichův Hradec","Žďár","vodovod","Ing. Zdeněk Král",null,"KUCBAWZ0DVZF"]
["2023-06-08","2023-07-27","2023-08-22",null,null,"72874/2023","Obec Žďár","Obec Žďár","3105-705349-00583952-3/1","Žďár, kanalizace",null,null,"Jindřichův Hradec","Žďár","kanalizace","Ing. Zdeněk Král"]
["2023-06-08","2023-07-27","2023-08-22",null,null,"72874/2023","Obec Žďár","Obec Žďár","3105-705349-00583952-4/1","Žďár, čistírna odpadních vod",null,null,"Jindřichův Hradec","Žďár","kanalizace","Ing. Zdeněk Král"]
["2012-03-02","2012-03-05","2012-03-23",null,null,"4843/2012","Obec Budkov","Obec Budkov","3109-615579-00583332-1/1","Výtlačný řad do VDJ",null,"změna 149212/2023","Prachatice","Budkov","vodovod","Ing. Petr Hanzlík",null,"KUCBAWZ0DVZF"]
["2012-03-02","2012-03-05","2012-03-23",null,null,"4843/2012","Obec Budkov","Obec Budkov","3109-615579-00583332-1/2","RVS Budkov",null,"změna 149212/2023","Prachatice","Budkov","vodovod","Ing. Petr Hanzlík",null,"KUCBAWZ0DVZF"]
["2012-03-02","2012-03-05","2012-03-23",null,null,"4843/2012","Obec Budkov","Obec Budkov","3109-615579-00583332-2/1","jímání Budkov",null,"změna 149212/2023","Prachatice","Budkov","vodovod","Ing. Petr Hanzlík",null,"KUCBAWZ0DVZF"]
["2012-03-05","2012-03-21","2012-04-11",null,null,"5014/2012","Obec Svatá Maří","Obec Svatá Maří","3116-759970-00250716-1/1","RVS Svatá Maří",null,"zrušeno rozhodnutím 42391/2014","Vimperk","Svatá Maří","vodovod","Ing. Václav Fridrich",null,"KUCBAWZ0DVZF"]
["2012-03-05","2012-03-21","2012-04-11",null,null,"5014/2012","Obec Svatá Maří","Obec Svatá Maří","3116-763918-00250716-1/2","RVS Štítkov",null,"zrušeno rozhodnutím 42391/2014","Vimperk","Svatá Maří","vodovod","Ing. Václav Fridrich",null,"KUCBAWZ0DVZF"]
["2012-03-05","2012-03-21","2012-04-11",null,null,"5014/2012","Obec Svatá Maří","Obec Svatá Maří","3116-759970-00250716-2/1","ÚV Svatá Maří",null,"zrušeno rozhodnutím 42391/2014","Vimperk","Svatá Maří","vodovod","Ing. Václav Fridrich",null,"KUCBAWZ0DVZF"]
["2012-03-05","2012-03-21","2012-04-11",null,null,"5014/2012","Obec Svatá Maří","Obec Svatá Maří","3116-763918-00250716-2/2","ÚV Štítkov",null,"zrušeno rozhodnutím 42391/2014","Vimperk","Svatá Maří","vodovod","Ing. Václav Fridrich",null,"KUCBAWZ0DVZF"]
["2012-03-05","2012-03-21","2012-04-11",null,null,"5014/2012","Obec Svatá Maří","Obec Svatá Maří","3116-759970-00250716-3/1","SS Svatá Maří",null,"zrušeno rozhodnutím 42391/2014","Vimperk","Svatá Maří","kanalizace","Ing. Václav Fridrich",null,"KUCBAWZ0DVZF"]
["2012-03-05","2012-03-21","2012-04-11",null,null,"5014/2012","Obec Svatá Maří","Obec Svatá Maří","3116-763918-00250716-3/2","SS Štítkov",null,"zrušeno rozhodnutím 42391/2014","Vimperk","Svatá Maří","kanalizace","Ing. Václav Fridrich",null,"KUCBAWZ0DVZF"]
["2012-03-05","2012-03-21","2012-04-11",null,null,"5014/2012","Obec Svatá Maří","Obec Svatá Maří","3116-759970-00250716-4/1","ČOV Svatá Maří",null,"zrušeno rozhodnutím 42391/2014","Vimperk","Svatá Maří","kanalizace","Ing. Václav Fridrich",null,"KUCBAWZ0DVZF"]
["2012-03-05","2012-03-21","2012-04-11",null,null,"5014/2012","Obec Svatá Maří","Obec Svatá Maří","3116-763918-00250716-4/2","ČOV Štítkov",null,"zrušeno rozhodnutím 42391/2014","Vimperk","Svatá Maří","kanalizace","Ing. Václav Fridrich",null,"KUCBAWZ0DVZF"]
["2011-12-20","2012-01-27","2012-03-02",null,null,"378/2012","PRVOK s.r.o.","Obec Rožmitál na Šumavě","3106-742805-00246123-1/1","PŘ z prameniště do VDJ",null,null,"Český Krumlov","Rožmitál na Šumavě","vodovod","Ing. Radek Mára",null,"KUCBAWZ0DVZF"]
["2011-12-20","2012-01-27","2012-03-02",null,null,"378/2012","PRVOK s.r.o.","Obec Rožmitál na Šumavě","3106-742805-00246123-1/2","PŘ z potoka do ÚV",null,null,"Český Krumlov","Rožmitál na Šumavě","vodovod","Ing. Radek Mára",null,"KUCBAWZ0DVZF"]
["2011-12-20","2012-01-27","2012-03-02",null,null,"378/2012","PRVOK s.r.o.","Obec Rožmitál na Šumavě","3106-742805-00246123-1/3","PŘ z ÚV do VDJ",null,null,"Český Krumlov","Rožmitál na Šumavě","vodovod","Ing. Radek Mára",null,"KUCBAWZ0DVZF"]
["2011-12-20","2012-01-27","2012-03-02",null,null,"378/2012","PRVOK s.r.o.","Obec Rožmitál na Šumavě","3106-742805-00246123-1/4","RVS Rožmitál na Šumavě",null,null,"Český Krumlov","Rožmitál na Šumavě","vodovod","Ing. Radek Mára",null,"KUCBAWZ0DVZF"]
["2011-12-20","2012-01-27","2012-03-02",null,null,"378/2012","PRVOK s.r.o.","Obec Rožmitál na Šumavě","3106-742805-00246123-2/1","ÚV Rožmitál na Šumavě",null,null,"Český Krumlov","Rožmitál na Šumavě","vodovod","Ing. Radek Mára",null,"KUCBAWZ0DVZF"]
["2011-12-20","2012-01-27","2012-03-02",null,null,"378/2012","PRVOK s.r.o.","Obec Rožmitál na Šumavě","3106-742767-00246123-2/1","Odkyselovací filtr",null,null,"Český Krumlov","Rožmitál na Šumavě","vodovod","Ing. Radek Mára",null,"KUCBAWZ0DVZF"]
["2011-12-20","2012-01-27","2012-03-02",null,null,"378/2012","PRVOK s.r.o.","Obec Rožmitál na Šumavě","3106-742805-00246123-3/1","Stoková síť Rožmitál na Šumavě",null,null,"Český Krumlov","Rožmitál na Šumavě","kanalizace","Ing. Radek Mára",null,"KUCBAWZ0DVZF"]
["2011-12-20","2012-01-27","2012-03-02",null,null,"378/2012","PRVOK s.r.o.","Obec Rožmitál na Šumavě","3106-742805-00246123-4/1","ČOV Rožmitál na Šumavě",null,null,"Český Krumlov","Rožmitál na Šumavě","kanalizace","Ing. Radek Mára",null,"KUCBAWZ0DVZF"]
["2012-04-04","2012-05-02","2012-05-23",null,null,"9791/2012","Vožická majetková s.r.o.","Město Mladá Vožice","3112-696722-00252557-3/1","PS  \"A\"      SS Ml. Vožice - ČOV Ml. Vožice",null,"změna 1793/2019, 147281/2022, 121571/2024, 118451/2025","Tábor","Mladá Vožice","kanalizace","Ing. Václav Fučík",null,"KUCBAWZ0DVZF"]
["2012-04-04","2012-05-02","2012-05-23",null,null,"9791/2012","Vožická majetková s.r.o.","Město Mladá Vožice","3112-696722-00252557-3/2","PS  \"A1\"  SS Ml. Vožice - ČOV Mladá Vožice",null,"změna 1793/2019, 147281/2022, 121571/2024, 118451/2025","Tábor","Mladá Vožice","kanalizace","Ing. Václav Fučík",null,"KUCBAWZ0DVZF"]
["2012-04-04","2012-05-02","2012-05-23",null,null,"9791/2012","Vožická majetková s.r.o.","Město Mladá Vožice","3112-696722-00252557-3/3","SS Mladá Vožice",null,"změna 1793/2019, 147281/2022, 121571/2024, 118451/2025","Tábor","Mladá Vožice","kanalizace","Ing. Václav Fučík",null,"KUCBAWZ0DVZF"]
["2012-04-04","2012-05-02","2012-05-23",null,null,"9791/2012","Vožická majetková s.r.o.","Město Mladá Vožice","3112-696722-00252557-4/1","ČOV Mladá Vožice",null,"změna 1793/2019, 147281/2022, 121571/2024, 118451/2025","Tábor","Mladá Vožice","kanalizace","Ing. Václav Fučík",null,"KUCBAWZ0DVZF"]
["2012-04-04","2012-05-02","2012-05-23",null,null,"9791/2012","Vožická majetková s.r.o.","Město Mladá Vožice","3112-745073-00252557-2/1","Pramenní jímka Řemíčov",null,"změna 1793/2019, 147281/2022, 121571/2024, 118451/2025","Tábor","Mladá Vožice","vodovod","Ing. Václav Fučík",null,"KUCBAWZ0DVZF"]
["2012-04-04","2012-05-02","2012-05-23",null,null,"9791/2012","Vožická majetková s.r.o.","Město Mladá Vožice","3112-696722-00252557-1/1","PŘ pram. Radostovice-Nahořany  -  RVS Ml. Vožice",null,"změna 1793/2019, 147281/2022, 121571/2024, 118451/2025","Tábor","Mladá Vožice","vodovod","Ing. Václav Fučík",null,"KUCBAWZ0DVZF"]
["2012-04-04","2012-05-02","2012-05-23",null,null,"9791/2012","Vožická majetková s.r.o.","Město Mladá Vožice","3112-745073-00252557-1/1","PŘ     prameniště Řemíčov - ČS Řemíčov",null,"změna 1793/2019, 147281/2022, 121571/2024, 118451/2025","Tábor","Mladá Vožice","vodovod","Ing. Václav Fučík",null,"KUCBAWZ0DVZF"]
["2012-04-04","2012-05-02","2012-05-23",null,null,"9791/2012","Vožická majetková s.r.o.","Město Mladá Vožice","3112-696722-00252557-1/2","PŘ  ČS Řemíčov - RVS Mladá Vožice (včetně ČS)",null,"změna 1793/2019, 147281/2022, 121571/2024, 118451/2025","Tábor","Mladá Vožice","vodovod","Ing. Václav Fučík",null,"KUCBAWZ0DVZF"]
["2012-04-04","2012-05-02","2012-05-23",null,null,"9791/2012","Vožická majetková s.r.o.","Město Mladá Vožice","3112-696722-00252557-1/3","RVS Mladá Vožice",null,"změna 1793/2019, 147281/2022, 121571/2024, 118451/2025","Tábor","Mladá Vožice","vodovod","Ing. Václav Fučík",null,"KUCBAWZ0DVZF"]
["2012-04-04","2012-05-02","2012-05-23",null,null,"9791/2012","Vožická majetková s.r.o.","Město Mladá Vožice","3112-656909-00252557-2/1","Odkyselovací stanice Janov (+ prameniště)",null,"změna 1793/2019, 147281/2022, 121571/2024, 118451/2025","Tábor","Mladá Vožice","vodovod","Ing. Václav Fučík",null,"KUCBAWZ0DVZF"]
["2024-10-14","2024-10-16","2024-11-07",null,null,"121571/2024","Vožická majetková s.r.o.","Město Mladá Vožice","3112-656909-00252557-2/2","Úpravna vody Mladá Vožice",null,"změna 118451/2025","Tábor","Mladá Vožice","vodovod","Ing. Václav Fučík"]
["2025-10-19","2025-11-28","2025-12-19",null,null,"118451/2025","Vožická majetková s.r.o.","Město Mladá Vožice","3112-754064-00252557-3/1","SS Stará Vožice",null,null,"Tábor","Mladá Vožice","kanalizace","Ing. Václav Fučík"]
["2025-10-19","2025-11-28","2025-12-19",null,null,"118451/2025","Vožická majetková s.r.o.","Město Mladá Vožice","3112-754064-00252557-4/1","ČOV Stará Vožice - 17 ks DČOV + 1",null,null,"Tábor","Mladá Vožice","kanalizace","Ing. Václav Fučík"]
["2012-04-13","2012-05-04","2012-05-26",null,null,"10394/2012","Obec Zálezly","Obec Zálezly","3116-790656-00250856-1/1","PŘ Zálezly",null,"změna 9878/2023","Prachatice","Zálezly","vodovod","Ing. Martin Sellner",null,"KUCBAWZ0DVZF"]
["2012-04-13","2012-05-04","2012-05-26",null,null,"10394/2012","Obec Zálezly","Obec Zálezly","3116-790656-00250856-1/2","RVS Zálezly",null,"změna 9878/2023","Prachatice","Zálezly","vodovod","Ing. Martin Sellner",null,"KUCBAWZ0DVZF"]
["2012-04-13","2012-05-04","2012-05-26",null,null,"10394/2012","Obec Zálezly","Obec Zálezly","3116-790656-00250856-3/1","PS Zálezly",null,"změna 9878/2023","Prachatice","Zálezly","kanalizace","Ing. Martin Sellner",null,"KUCBAWZ0DVZF"]
["2012-04-13","2012-05-04","2012-05-26",null,null,"10394/2012","Obec Zálezly","Obec Zálezly","3116-790656-00250856-3/2","SS Zálezly",null,"změna 9878/2023","Prachatice","Zálezly","kanalizace","Ing. Martin Sellner",null,"KUCBAWZ0DVZF"]
["2012-04-13","2012-05-04","2012-05-26",null,null,"10394/2012","Obec Zálezly","Obec Zálezly","3116-790656-00250856-4/1","ČOV Zálezly",null,"změna 9878/2023","Prachatice","Zálezly","kanalizace","Ing. Martin Sellner",null,"KUCBAWZ0DVZF"]
["2023-01-20","2023-02-08","2023-03-08",null,null,"9878/2023","Obec Zálezly","Obec Zálezly","3116-737631-00250856-2/1","Jímání Zálezly",null,null,"Prachatice","Zálezly","vodovod","Ing. Martin Sellner"]
["2012-04-13","2012-05-04","2012-05-26",null,null,"10414/2012","Obec Záblatí","Obec Záblatí","3109-789178-00250848-1/1","PŘ Záblatí ",null,"změna 16799/2020, 144531/2023","Prachatice","Záblatí","vodovod","Ing. Petr Hanslík",null,"KUCBAWZ0DVZF"]
["2012-04-13","2012-05-04","2012-05-26",null,null,"10414/2012","Obec Záblatí","Obec Záblatí","3109-789178-00250848-1/2","RVS Záblatí",null,"změna 16799/2020, 144531/2023","Prachatice","Záblatí","vodovod","Ing. Petr Hanslík",null,"KUCBAWZ0DVZF"]
["2012-04-13","2012-05-04","2012-05-26",null,null,"10414/2012","Obec Záblatí","Obec Záblatí","3109-789178-00250848-3/1","KS Záblatí",null,"změna 16799/2020, 144531/2023","Prachatice","Záblatí","kanalizace","Ing. Petr Hanslík",null,"KUCBAWZ0DVZF"]
["2012-04-13","2012-05-04","2012-05-26",null,null,"10414/2012","Obec Záblatí","Obec Záblatí","3109-789178-00250848-4/1","ČOV Záblatí",null,"změna 16799/2020, 144531/2023","Prachatice","Záblatí","kanalizace","Ing. Petr Hanslík",null,"KUCBAWZ0DVZF"]
["2018-11-07","2018-11-23","2018-12-15",null,null,"136973/2018","Obec Záblatí","Obec Záblatí","3109-789151-00250848-3/1","SS Řepešín",null,"změna 16799/2020, 144531/2023","Prachatice","Záblatí","kanalizace","Ing. Petr Hanslík"]
["2018-11-07","2018-11-23","2018-12-15",null,null,"136973/2018","Obec Záblatí","Obec Záblatí","3109-789151-00250848-4/1","ČOV Řepešín",null,"změna 16799/2020, 144531/2023","Prachatice","Záblatí","kanalizace","Ing. Petr Hanslík"]
["2018-11-07","2018-11-23","2018-12-15",null,null,"136973/2018","Obec Záblatí","Obec Záblatí","3109-789127-00250848-3/1","SS Hlásná Lhota",null,"změna 16799/2020, 144531/2023","Prachatice","Záblatí","kanalizace","Ing. Petr Hanslík"]
["2018-11-07","2018-11-23","2018-12-15",null,null,"136973/2018","Obec Záblatí","Obec Záblatí","3109-789127-00250848-4/1","ČOV Hlásná Lhota",null,"změna 16799/2020, 144531/2023","Prachatice","Záblatí","kanalizace","Ing. Petr Hanslík"]
["2020-01-28","2020-02-21","2020-03-11",null,null,"16799/2020","Obec Záblatí","Obec Záblatí","3109-789186-00250848-2/1","vrty Zvěřenice",null,"změna 144531/2023","Prachatice","Záblatí","vodovod","Ing. Petr Hanslík"]
["2017-05-19","2017-06-13","2017-07-11",null,null,"63151/2017","PRVOK s.r.o.","Obec Dolní Třebonín","3113-790796-00245852-1/1","PŘ vrt S2 - VDJ Záluží",null,"zrušení 123389/2020","Český Krumlov","Dolní Třebonín","vodovod","Ing. Radek Mára",null,"KUCBAWZ0DVZF"]
["2017-05-19","2017-06-13","2017-07-11",null,null,"63151/2017","PRVOK s.r.o.","Obec Dolní Třebonín","3113-790826-00245852-1/1","PŘ VDJ Záluží - ČS Záluží",null,"zrušení 123389/2020","Český Krumlov","Dolní Třebonín","vodovod","Ing. Radek Mára",null,"KUCBAWZ0DVZF"]
["2017-05-19","2017-06-13","2017-07-11",null,null,"63151/2017","PRVOK s.r.o.","Obec Dolní Třebonín","3113-790826-00245852-1/2","Záluží - vodovodní síť",null,"zrušení 123389/2020","Český Krumlov","Dolní Třebonín","vodovod","Ing. Radek Mára",null,"KUCBAWZ0DVZF"]
["2017-05-19","2017-06-13","2017-07-11",null,null,"63151/2017","PRVOK s.r.o.","Obec Dolní Třebonín","3113-790826-00245852-2/1","Vrty Záluží",null,"zrušení 123389/2020","Český Krumlov","Dolní Třebonín","vodovod","Ing. Radek Mára",null,"KUCBAWZ0DVZF"]
["2012-04-06","2012-05-07","2012-06-05",null,null,"10454/2012","PRVOK s.r.o.","Obec Dolní Třebonín","3103-630250-00245852-1/1","Rozvodná vodovodní síť Dolní Třebonín",null,"změna 63151/2017, 123389/2020, 22469/2024","Český Krumlov","Dolní Třebonín","vodovod","Ing. Radek Mára",null,"KUCBAWZ0DVZF"]
["2012-04-06","2012-05-07","2012-06-05",null,null,"10454/2012","PRVOK s.r.o.","Obec Dolní Třebonín","3103-630250-00245852-1/2","Přívodní řad Mojné -Dolní Třebonín",null,"změna 63151/2017, 123389/2020, 22469/2024","Český Krumlov","Dolní Třebonín","vodovod","Ing. Radek Mára",null,"KUCBAWZ0DVZF"]
["2012-04-06","2012-05-07","2012-06-05",null,null,"10454/2012","PRVOK s.r.o.","Obec Dolní Třebonín","3103-630250-00245852-3/1","Stoková síť Dolní Třebonín ",null,"změna 63151/2017, 123389/2020, 22469/2024","Český Krumlov","Dolní Třebonín","kanalizace","Ing. Radek Mára",null,"KUCBAWZ0DVZF"]
["2012-04-06","2012-05-07","2012-06-05",null,null,"10454/2012","PRVOK s.r.o.","Obec Dolní Třebonín","3103-630250-00245852-4/1","Čistírna odpadních vod Dolní Třebonín",null,"změna 63151/2017, 123389/2020, 22469/2024","Český Krumlov","Dolní Třebonín","kanalizace","Ing. Radek Mára",null,"KUCBAWZ0DVZF"]
["2020-09-10","2020-10-22","2020-11-12",null,null,"123389/2020","PRVOK s.r.o.","Obec Dolní Třebonín","3103-790796-00245852-1/2","PŘ ČS Záluží - VDJ Záluží",null,"změna 22469/2024","Český Krumlov","Dolní Třebonín","vodovod","Ing. Radek Mára"]
["2020-09-10","2020-10-22","2020-11-12",null,null,"123389/2020","PRVOK s.r.o.","Obec Dolní Třebonín","3103-790796-00245852-1/1","PŘ vrt S2 - VDJ Záluží",null,"změna 22469/2024","Český Krumlov","Dolní Třebonín","vodovod","Ing. Radek Mára"]
["2020-09-10","2020-10-22","2020-11-12",null,null,"123389/2020","PRVOK s.r.o.","Obec Dolní Třebonín","3103-790826-00245852-1/2","Záluží - vodovodní síť",null,"změna 22469/2024","Český Krumlov","Dolní Třebonín","vodovod","Ing. Radek Mára"]
["2020-09-10","2020-10-22","2020-11-12",null,null,"123389/2020","PRVOK s.r.o.","Obec Dolní Třebonín","3103-790826-00245852-2/1","Vrty Záluží",null,"změna 22469/2024","Český Krumlov","Dolní Třebonín","vodovod","Ing. Radek Mára"]
["2020-09-10","2020-10-22","2020-11-12",null,null,"123389/2020","PRVOK s.r.o.","Obec Dolní Třebonín","3103-790796-00245852-1/3","PŘ D. Třebonín - VDJ Záluží",null,"změna 22469/2024","Český Krumlov","Dolní Třebonín","vodovod","Ing. Radek Mára"]
["2020-09-10","2020-10-22","2020-11-12",null,null,"123389/2020","PRVOK s.r.o.","Obec Dolní Třebonín","3103-630284-00245852-1/1","PŘ D. Třebonín -Pr. Svince",null,"změna 22469/2024","Český Krumlov","Dolní Třebonín","vodovod","Ing. Radek Mára"]
["2020-09-10","2020-10-22","2020-11-12",null,null,"123389/2020","PRVOK s.r.o.","Obec Dolní Třebonín","3103-630284-00245852-1/2","Pr. Svince - vodovodní síť",null,"změna 22469/2024","Český Krumlov","Dolní Třebonín","vodovod","Ing. Radek Mára"]
["2024-02-12","2024-03-04","2024-03-26",null,null,"22469/2024","PRVOK s.r.o.","Obec Dolní Třebonín","3103-630241-00245852-1/1 ","Vodovod Prostřední Svince – Dolní Svince",null,null,"Český Krumlov","Dolní Třebonín","vodovod","Ing. Radek Mára"]
["2024-02-12","2024-03-04","2024-03-26",null,null,"22469/2024","PRVOK s.r.o.","Obec Dolní Třebonín","3103-630284-00245852-1/3","Vodovod Prostřední Svince – Horní Svince",null,null,"Český Krumlov","Dolní Třebonín","vodovod","Ing. Radek Mára"]
["2012-06-27","2012-07-13","2012-08-03",null,null,"17038/2012","Obec Stříbřec","Obec Stříbřec","3114-757853-00247529-3/1","Stříbřec, kanalizace",null,"zrušeno 153262/2020","Třeboň","Stříbřec","kanalizace","Ing. Zdeněk Král",null,"KUCBAWZ0DVZF"]
["2012-06-27","2012-07-13","2012-08-03",null,null,"17038/2012","Obec Stříbřec","Obec Stříbřec","3114-683221-00247529-3/1","Libořezy, kanalizace",null,"zrušeno 153262/2020","Třeboň","Stříbřec","kanalizace","Ing. Zdeněk Král",null,"KUCBAWZ0DVZF"]
["2012-06-27","2012-07-13","2012-08-03",null,null,"17038/2012","Obec Stříbřec","Obec Stříbřec","3114-757853-00247529-4/1","Stříbřec, ČOV",null,"zrušeno 153262/2020","Třeboň","Stříbřec","kanalizace","Ing. Zdeněk Král",null,"KUCBAWZ0DVZF"]
["2012-06-29","2012-07-23","2012-08-11",null,null,"17411/2012","EkoRašelina s.r.o.","EkoRašelina s.r.o.","3116-707902-28103785-1/1","Nové Hutě - PŘ",null,"zrušeno 64131/2023","Vimperk","Nové Hutě","vodovod","Ing. Václav Fridrich",null,"KUCBAWZ0DVZF"]
["2012-06-29","2012-07-23","2012-08-11",null,null,"17411/2012","EkoRašelina s.r.o.","EkoRašelina s.r.o.","3116-707902-28103785-1/2"," Nové Hutě - RVS",null,"zrušeno 64131/2023","Vimperk","Nové Hutě","vodovod","Ing. Václav Fridrich",null,"KUCBAWZ0DVZF"]
["2023-05-19","2023-06-12","2023-07-08",null,null,"64131/2023","EkoRašelina s.r.o.","EkoRašelina s.r.o.","3116-707902-28103785-1/1","PŘ Nové Hutě ",null,null,"Vimperk","Nové Hutě","vodovod","Ing. Martin Sellner"]
["2023-05-19","2023-06-12","2023-07-08",null,null,"64131/2023","EkoRašelina s.r.o.","EkoRašelina s.r.o.","3116-707902-28103785-1/2","RVS Nové Hutě ",null,null,"Vimperk","Nové Hutě","vodovod","Ing. Martin Sellner"]
["2023-05-19","2023-06-12","2023-07-08",null,null,"64131/2023","EkoRašelina s.r.o.","EkoRašelina s.r.o.","3116-707902-28103785-2/1","Jímání Nové Hutě",null,null,"Vimperk","Nové Hutě","vodovod","Ing. Martin Sellner"]
["2012-07-02","2012-07-23","2012-08-08",null,null,"17417/2012","Radouňská vodohospodářská společnost a.s.","Obec Dražíč","3115-632198-00249637-2/1","Vrty D3 a D4 Dražíč",null,"zrušeno 8902/2017","Týn nad Vltavou","Dražíč","vodovod","Pavel Grup",null,"KUCBAWZ0DVZF"]
["2012-07-02","2012-07-23","2012-08-08",null,null,"17417/2012","Radouňská vodohospodářská společnost a.s.","Obec Dražíč","3115-632198-00249637-1/3","Spojovací potrubí mezi vrty Dražíč",null,"zrušeno 8902/2017","Týn nad Vltavou","Dražíč","vodovod","Pavel Grup",null,"KUCBAWZ0DVZF"]
["2012-07-02","2012-07-23","2012-08-08",null,null,"17417/2012","Radouňská vodohospodářská společnost a.s.","Obec Dražíč","3115-632198-00249637-1/1","Přiváděcí řad od vrtů do obce Dražíč",null,"zrušeno 8902/2017","Týn nad Vltavou","Dražíč","vodovod","Pavel Grup",null,"KUCBAWZ0DVZF"]
["2012-07-02","2012-07-23","2012-08-08",null,null,"17417/2012","Radouňská vodohospodářská společnost a.s.","Obec Dražíč","3115-632198-00249637-1/2","Rozvodná vodovodní síť Dražíč ",null,"zrušeno 8902/2017","Týn nad Vltavou","Dražíč","vodovod","Pavel Grup",null,"KUCBAWZ0DVZF"]
["2012-07-02","2012-07-23","2012-08-08",null,null,"17417/2012","Radouňská vodohospodářská společnost a.s.","Obec Dražíč","3115-632198-00249637-3/2","Kanalizační síť nová Dražíč",null,"zrušeno 8902/2017","Týn nad Vltavou","Dražíč","kanalizace","Pavel Grup",null,"KUCBAWZ0DVZF"]
["2012-07-13","2012-08-13","2012-09-04",null,null,"19327/2012","Obec Uzenice","Obec Uzenice","3101-775771-00251968-3/1","Kanalizace pro veřejnou potřebu Uzenice",null,"změna 25620/2015","Blatná","Uzenice","kanalizace","Petr Žák",null,"KUCBAWZ0DVZF"]
["2012-07-20","2012-08-13","2012-08-31",null,null,"19355/2012","Obec Příbraz","Obec Příbraz","3105-735663-00666955-3/1","Kanalizace Příbraz",null,null,"Jindřichův Hradec","Příbraz","kanalizace","Ing. Zdeněk Král",null,"KUCBAWZ0DVZF"]
["2012-07-20","2012-08-13","2012-08-31",null,null,"19355/2012","Obec Příbraz","Obec Příbraz","3105-735663-00666955-4/1","ČOV Příbraz",null,null,"Jindřichův Hradec","Příbraz","kanalizace","Ing. Zdeněk Král",null,"KUCBAWZ0DVZF"]
["2012-08-21","2012-09-10","2012-10-02",null,null,"21905/2012","Obec Horní Vltavice","Obec Horní Vltavice","3116-644595-00250422-1/1","Horní Vltavice vodovod",null,null,"Vimperk","Horní Vltavice","vodovod","Ing. Igor Kasalický",null,"KUCBAWZ0DVZF"]
["2012-08-21","2012-09-10","2012-10-02",null,null,"21905/2012","Obec Horní Vltavice","Obec Horní Vltavice","3116-644595-00250422-2/1","Horní Vltavice zdroje",null,null,"Vimperk","Horní Vltavice","vodovod","Ing. Igor Kasalický",null,"KUCBAWZ0DVZF"]
["2012-08-21","2012-09-10","2012-10-02",null,null,"21905/2012","Obec Horní Vltavice","Obec Horní Vltavice","3116-644595-00250422-3/1","Horní Vltavice kanalizace",null,null,"Vimperk","Horní Vltavice","kanalizace","Ing. Igor Kasalický",null,"KUCBAWZ0DVZF"]
["2012-08-21","2012-09-10","2012-10-02",null,null,"21905/2012","Obec Horní Vltavice","Obec Horní Vltavice","3116-644595-00250422-4/1","Horní Vltavice ČOV",null,null,"Vimperk","Horní Vltavice","kanalizace","Ing. Igor Kasalický",null,"KUCBAWZ0DVZF"]
["2012-08-28","2012-09-17","2012-10-05",null,null,"22497/2012","Městys Stádlec","Městys Stádlec","3112-753203-00252930-3/1","SS Křída u Stádlce",null,"zrušeno 20550/2015","Tábor","Stádlec","kanalizace","Ing. Miroslav Němec",null,"KUCBAWZ0DW03"]
["2012-08-28","2012-09-17","2012-10-05",null,null,"22497/2012","Městys Stádlec","Městys Stádlec","3112-753211-00252930-3/1","SS Slavňovice",null,"zrušeno 20550/2015","Tábor","Stádlec","kanalizace","Ing. Miroslav Němec",null,"KUCBAWZ0DW03"]
["2012-08-28","2012-09-17","2012-10-05",null,null,"22497/2012","Městys Stádlec","Městys Stádlec","3112-753238-00252930-3/1","SS Staré Sedlo",null,"zrušeno 20550/2015","Tábor","Stádlec","kanalizace","Ing. Miroslav Němec",null,"KUCBAWZ0DW03"]
["2012-09-07","2012-09-14","2012-09-18",null,null,"23268/2012","ProEnerga s.r.o.","DEVIL, s.r.o.","3102-641618-60825863-1/1","Vodovodní síť Planá - jih",null,null,"České Budějovice","Planá","vodovod","Ing. Jiří Kušta, CSc.",null,"KUCBAWZ0DW03"]
["2012-09-07","2012-09-14","2012-09-18",null,null,"23268/2012","ProEnerga s.r.o.","DEVIL, s.r.o.","3102-641618-60825863-2/1","vrt HC-1",null,null,"České Budějovice","Planá","vodovod","Ing. Jiří Kušta, CSc.",null,"KUCBAWZ0DW03"]
["2012-09-07","2012-09-14","2012-09-18",null,null,"23268/2012","ProEnerga s.r.o.","DEVIL, s.r.o.","3102-641618-60825863-3/1","kanalizace Planá - jih",null,null,"České Budějovice","Planá","kanalizace","Ing. Jiří Kušta, CSc.",null,"KUCBAWZ0DW03"]
["2012-09-07","2012-09-14","2012-09-18",null,null,"23268/2012","ProEnerga s.r.o.","DEVIL, s.r.o.","3102-641618-60825863-4/1","ČOV Planá - jih",null,null,"České Budějovice","Planá","kanalizace","Ing. Jiří Kušta, CSc.",null,"KUCBAWZ0DW03"]
["2012-10-05","2012-10-23","2012-11-13",null,null,"25197/2012","Obec Pístina","Obec Pístina","3105-720992-00666947-3/1","Kanalizační síť Pístina",null,null,"Jindřichův Hradec","Pístina","kanalizace","Ing. Marek Jann",null,"KUCBAWZ0DW03"]
["2012-10-05","2012-10-23","2012-11-13",null,null,"25197/2012","Obec Pístina","Obec Pístina","3105-720992-00666947-4/1","ČOV Pístina",null,null,"Jindřichův Hradec","Pístina","kanalizace","Ing. Marek Jann",null,"KUCBAWZ0DW03"]
["2012-10-12","2012-10-22","2012-11-14",null,null,"25950/2012","Obec Skočice","Obec Skočice","3117-748315-00251780-1/1","vodovod Skočice",null,"změna 95769/2017, 139988/2024","Vodňany","Skočice","vodovod","Ing. Martin Sellner",null,"KUCBAWZ0DW03"]
["2012-10-12","2012-10-22","2012-11-14",null,null,"25950/2012","Obec Skočice","Obec Skočice","3117-674061-00251780-1/1"," vodovod Lidmovice ",null,"změna 95769/2017, 139988/2024","Vodňany","Skočice","vodovod","Ing. Martin Sellner",null,"KUCBAWZ0DW03"]
["2012-10-12","2012-10-22","2012-11-14",null,null,"25950/2012","Obec Skočice","Obec Skočice","3117-748315-00251780-3/1","kanalizace Skočice",null,"změna 95769/2017, 139988/2024","Vodňany","Skočice","kanalizace","Ing. Martin Sellner",null,"KUCBAWZ0DW03"]
["2012-10-12","2012-10-22","2012-11-14",null,null,"25950/2012","Obec Skočice","Obec Skočice","3117-674061-00251780-3/1","kanalizace Lidmovice",null,"změna  139988/2024","Vodňany","Skočice","kanalizace","Ing. Martin Sellner",null,"KUCBAWZ0DW03"]
["2017-08-07","2017-08-24","2017-09-12",null,null,"95769/2017","Obec Skočice","Obec Skočice","3117-748315-00251780-2/1","Jímání Skočice",null,"změna  139988/2024","Vodňany","Skočice","vodovod","Ing. Martin Sellner",null,"KUCBAWZ0DW03"]
["2017-08-07","2017-08-24","2017-09-12",null,null,"95769/2017","Obec Skočice","Obec Skočice","3117-674061-00251780-2/1","Jímání Lidmovice ",null,"změna  139988/2024","Vodňany","Skočice","vodovod","Ing. Martin Sellner",null,"KUCBAWZ0DW03"]
["2012-10-12","2012-11-05","2012-11-27",null,null,"26263/2012","Obec Polště","Obec Polště","3105-637530-00666491-3/1","Kanalizační síť Polště",null,null,"Jindřichův Hradec","Polště","kanalizace","Ing. Miroslav Dvořák",null,"KUCBAWZ0DW03"]
["2012-10-12","2012-11-05","2012-11-27",null,null,"26263/2012","Obec Polště","Obec Polště","3105-637530-00666491-4/1","ČOV Polště",null,null,"Jindřichův Hradec","Polště","kanalizace","Ing. Miroslav Dvořák",null,"KUCBAWZ0DW03"]
["2012-11-07","2012-11-30","2012-12-28",null,null,"27696/2012","JIP - Papírny Větřní, a.s.","ČOV Český Krumlov s.r.o.","3103-622931-28160363-4/1","ČOV Český Krumlov",null,"zrušeno 31425/2012","Český Krumlov","Český Krumlov","kanalizace","Ing. Hana Havelková",null,"KUCBAWZ0DW03"]
["2012-11-23","2012-12-18","2013-01-15",null,null,"29070/2012","Nová Včelnice","Nová Včelnice","3105-705322-00247146-1/1","Stará Včelnice, RVS",null,"zrušeno 69090/2013","Jindřichův Hradec","Nová Včelnice","vodovod","Ing. Zdeněk Král",null,"KUCBAWZ0DW03"]
["2012-11-23","2012-12-18","2013-01-15",null,null,"29070/2012","Nová Včelnice","Nová Včelnice","3105-705322-00247146-3/1","Stará Včelnice, KS vč. ČS3 a ČS4",null,"zrušeno 69090/2013","Jindřichův Hradec","Nová Včelnice","kanalizace","Ing. Zdeněk Král",null,"KUCBAWZ0DW03"]
["2012-12-17","2013-01-07","2013-01-29",null,null,"31192/2012","ČOV Český Krumlov s.r.o.","ČOV Český Krumlov s.r.o.","3103-622931-28160363-4/1","ČOV Český Krumlov",null,"zrušeno 131299/2020","Český Krumlov","Český Krumlov","kanalizace","Radek Kalkuš",null,"KUCBAWZ0DW03"]
["2012-12-20","2013-02-11","2013-03-05",null,null,"274/2013","ČEVAK a.s.","Obec Těšovice","3109-732711-00250741-1/1","Těšovice - přív. řad: z VSJČ do VDJ Těšovice",null,null,"Prachatice","Těšovice","vodovod","Ing. Martin Kalač",null,"KUCBAWZ0DW03"]
["2012-12-20","2013-02-11","2013-03-05",null,null,"274/2013","ČEVAK a.s.","Obec Těšovice","3109-766852-00250741-1/1","Těšovice, Běleč - vodovodní síť",null,null,"Prachatice","Těšovice","vodovod","Ing. Martin Kalač",null,"KUCBAWZ0DW03"]
["2013-01-18","2013-02-11","2013-03-01",null,null,"3296/2013","Radouňská vodohospodářská společnost a.s.","Obec Stráž nad Nežárkou","3105-756377-00247502-4/1","ČOV Stráž nad Nežárkou",null,"zrušeno 699/2016","Jindřichův Hradec","Stráž nad Nežárkou","kanalizace","Pavel Grup",null,"KUCBAWZ0DW03"]
["2013-02-11","2013-03-01","2013-03-19",null,null,"7157/2013","Radouňská vodohospodářská společnost a.s.","Obec Drhovice","3112-632171-00512605-1/1","vodovod Drhovice",null,"zrušeno 31261/2013","Tábor","Drhovice","vodovod","Ing. Miroslav Dvořák",null,"KUCBAWZ0DW03"]
["2013-03-05","2013-03-06","2013-04-03",null,null,"10739/2013","Obec Skály","Obec Skály","3111-678210-00667838-3/1","kanalizační síť Skály",null,null,"Strakonice","Skály","kanalizace","Martin Procházka",null,"KUCBAWZ0DW03"]
["2013-03-13","2013-05-06","2013-05-25",null,null,"13508/2013","Obec Dolní Hořice","Obec Dolní Hořice","3112-708607-00252191-2/2","Pramenní zářez",null,"zrušeno 62862/2019","Tábor","Dolní Hořice","vodovod","Miroslav Němec",null,"KUCBAWZ0DW03"]
["2013-03-13","2013-05-06","2013-05-25",null,null,"13508/2013","Obec Dolní Hořice","Obec Dolní Hořice","3112-708607-00252191-1/3","PŘ pr. zářez Oblajovice -  sběrna Oblajovice",null,"zrušeno 62862/2019","Tábor","Dolní Hořice","vodovod","Miroslav Němec",null,"KUCBAWZ0DW03"]
["2013-03-13","2013-05-06","2013-05-25",null,null,"13508/2013","Obec Dolní Hořice","Obec Dolní Hořice","3112-708607-00252191-1/4","PŘ sběrna Oblajovice - VDJ Lejčkov ",null,"zrušeno 62862/2019","Tábor","Dolní Hořice","vodovod","Miroslav Němec",null,"KUCBAWZ0DW03"]
["2013-03-13","2013-05-06","2013-05-25",null,null,"13508/2013","Obec Dolní Hořice","Obec Dolní Hořice","3112-629138-00252191-1/1","RVS Lejčkov",null,"zrušeno 62862/2019","Tábor","Dolní Hořice","vodovod","Miroslav Němec",null,"KUCBAWZ0DW03"]
["2013-06-14","2013-07-02","2013-07-20",null,null,"32909/2013","ZEAS AGRO a.s. RÁBÍN","ZEAS AGRO a.s. RÁBÍN","3109-691224-25182421-1/1","VŘ s VDJ s napojenými objekty zem. výroby",null,"změna 133095/2023","Prachatice","Malovice","vodovod","Ing. Petr Hanzlík",null,"KUCBAWZ0DW03"]
["2013-06-14","2013-07-02","2013-07-20",null,null,"32909/2013","ZEAS AGRO a.s. RÁBÍN","ZEAS AGRO a.s. RÁBÍN","3109-691224-25182421-2/1","Jímání Malovice",null,"změna 133095/2023","Prachatice","Malovice","vodovod","Ing. Petr Hanzlík",null,"KUCBAWZ0DW03"]
["2013-07-01","2013-07-02","2013-07-20",null,null,"36089/2013","Městys Dub u Prachatic","Městys Dub u Prachatic","3109-633194-00250406-3/1","kanalizace Dub",null,"změna 147433/2023","Prachatice","Dub u Prachatic","kanalizace","Ing. Petr Hanzlík",null,"KUCBAWZ0DW03"]
["2013-07-01","2013-07-02","2013-07-20",null,null,"36089/2013","Městys Dub u Prachatic","Městys Dub u Prachatic","3109-633194-00250406-4/1","ČOV Dub",null,"změna 147433/2023","Prachatice","Dub u Prachatic","kanalizace","Ing. Petr Hanzlík",null,"KUCBAWZ0DW03"]
["2013-07-04","2013-08-05","2013-08-22",null,null,"38581/2013","ČEVAK a.s.","ČEPS, a.s.","3102-654981-25702556-1/1","Dříteň - přív. řad VŠ u VDJ Dříteň - trafost. Kočín",null,null,"České Budějovice","Dříteň","vodovod","Ing. Martin Kalač",null,"KUCBAWZ0DW03"]
["2013-07-19","2013-08-13","2013-08-30",null,null,"40927/2013","Obec Libějovice","Obec Libějovice","3117-681954-00667641-3/1","Kanalizace Libějovice",null,"Změna 71534/2017, 141844/2021","Vodňany","Libějovice","kanalizace","Jan Chrt",null,"KUCBAWZ0DW03"]
["2013-07-19","2013-08-13","2013-08-30",null,null,"40927/2013","Obec Libějovice","Obec Libějovice","3117-681946-00667641-3/1","Kanalizace Černěves",null,"Změna 71534/2017, 141844/2021","Vodňany","Libějovice","kanalizace","Jan Chrt",null,"KUCBAWZ0DW03"]
["2013-07-19","2013-08-13","2013-08-30",null,null,"40927/2013","Obec Libějovice","Obec Libějovice","3117-681962-00667641-3/1","Kanalizace Nestanice",null,"Změna 71534/2017, 141844/2021","Vodňany","Libějovice","kanalizace","Jan Chrt",null,"KUCBAWZ0DW03"]
["2017-06-08","2017-06-27","2017-07-15",null,null,"71534/2017","Obec Libějovice","Obec Libějovice","3117-681946-00667641-4/1","ČOV Černěves",null,"změna 141844/2021","Vodňany","Libějovice","kanalizace","Jan Chrt",null,"KUCBAWZ0DW03"]
["2021-12-21","2022-01-06",null,null,null,"141844/2021","Obec Libějovice","Obec Libějovice","3117-681954-00667641-4/1","ČOV Libějovice",null,null,"Vodňany","Libějovice","kanalizace","Jan Chrt"]
["2013-08-07","2013-09-16","2013-10-15",null,null,"44108/2013","Obec Němčice","Obec Němčice","3111-702951-00667731/3/1","KS Němčice",null,"změna 12889/2020, změna 114575/2024","Strakonice","Němčice","kanalizace","Petr Beran",null,"KUCBAWZ0DW03"]
["2020-01-21","2020-02-10","2020-02-27",null,null,"12889/2020","Obec Němčice","Obec Němčice","3111-702951-00667731-4/1","ČOV Němčice",null,"změna 114575/2024","Strakonice","Němčice","kanalizace","Petr Beran"]
["2024-09-25","2024-09-27","2024-10-23",null,null,"114575/2024","Obec Němčice","Obec Němčice","3111-702951-00667731-1/1","Rozvod vodovodu",null,null,"Strakonice","Němčice","vodovod","Petr Beran"]
["2024-09-25","2024-09-27","2024-10-23",null,null,"114575/2024","Obec Němčice","Obec Němčice","3111-702951-00667731-2/1","Úpravna",null,null,"Strakonice","Němčice","vodovod","Petr Beran"]
["2013-08-26","2013-08-26","2013-09-17",null,null,"45901/2013","Obec Višňová","Obec Višňová","3105-721719-00512753-3/1","Višňová, kanalizace",null,null,"Jindřichův Hradec","Višňová","kanalizace","Ing. Zdeněk Král",null,"KUCBAWZ0DW03"]
["2013-10-04","2013-10-07","2013-10-26",null,null,"54429/2013","TEBO, a.s.","TEBO, a.s.","3105-705322-60069741-4/1","ČOV TEBO, a.s.",null,null,"Jindřichův Hradec","Nová Včelnice","kanalizace","Ing. Zdeněk Král",null,"KUCBAWZ0DW03"]
["2013-11-11","2013-11-28","2013-12-20",null,null,"61596/2013","Obec Mezná","Obec Mezná","3110-693791-00667030-3/1","kanalizace Mezná",null,null,"Soběslav","Mezná","kanalizace","Ing. Michal Manda",null,"KUCBAWZ0DW03"]
["2014-01-20","2014-01-20","2014-02-11",null,null,"4614/2014","Obec Čimelice","Obec Čimelice","3108-623822-00249599-3/1","kanalizace Čimelice",null,"změna 22987/2014, zrušeno 18087/2023","Písek","Čimelice","kanalizace","Ing. Jan Topol, PhD.",null,"KUCBAWZ0DW03"]
["2014-01-20","2014-01-20","2014-02-11",null,null,"4614/2014","Obec Čimelice","Obec Čimelice","3108-623822-00249599-4/1","ČOV Čimelice",null,"změna 22987/2014, zrušeno 18087/2023","Písek","Čimelice","kanalizace","Ing. Jan Topol, PhD.",null,"KUCBAWZ0DW03"]
["2014-01-23","2014-01-23","2014-02-14",null,null,"5442/2014","Obec Buzice","Obec Buzice","3101-616401-47256869-1/1","vodovod Buzice",null,"změna 150636/2023","Blatná","Buzice","vodovod","Ing. Petr Hanzlík",null,"KUCBAWZ0DW03"]
["2014-01-23","2014-01-23","2014-02-14",null,null,"5442/2014","Obec Buzice","Obec Buzice","3101-616401-47256869-3/1","kanalizace Buzice",null,"změna 150636/2023","Blatná","Buzice","kanalizace","Ing. Petr Hanzlík",null,"KUCBAWZ0DW03"]
["2014-01-23","2014-01-23","2014-02-14",null,null,"5442/2014","Obec Buzice","Obec Buzice","3101-616401-47256869-4/1","ČOV Buzice",null,"změna 150636/2023","Blatná","Buzice","kanalizace","Ing. Petr Hanzlík",null,"KUCBAWZ0DW03"]
["2014-01-15","2014-02-18","2014-03-08",null,null,"7561/2014","Obec Radenín","Obec Radenín","3112-737518-00252735-1/1","PŘ prameniště - VDJ Radenín",null,"změna 139203/2018, 116817/2025","Tábor","Radenín","vodovod","Ing Václav Fučík",null,"KUCBAWZ0DW1Y"]
["2014-01-15","2014-02-18","2014-03-08",null,null,"7561/2014","Obec Radenín","Obec Radenín","3112-737518-00252735-1/2","RVS Radenín",null,"změna 139203/2018, 132300/2024, 116817/2025","Tábor","Radenín","vodovod","Ing Václav Fučík",null,"KUCBAWZ0DW1Y"]
["2014-01-15","2014-02-18","2014-03-08",null,null,"7561/2014","Obec Radenín","Obec Radenín","3112-648264-00252735-1/1","PŘ Kozmice - RVS Kozmice",null,"změna 139203/2018, 132300/2024, 116817/2025","Tábor","Radenín","vodovod","Ing Václav Fučík",null,"KUCBAWZ0DW1Y"]
["2014-01-15","2014-02-18","2014-03-08",null,null,"7561/2014","Obec Radenín","Obec Radenín","3112-648264-00252735-1/2","RVS Kozmice",null,"změna 139203/2018, 132300/2024, 116817/2025","Tábor","Radenín","vodovod","Ing Václav Fučík",null,"KUCBAWZ0DW1Y"]
["2014-01-15","2014-02-18","2014-03-08",null,null,"7561/2014","Obec Radenín","Obec Radenín","3112-648256-00252735-1/1","PŘ studny Nuzbely - RVS Hroby-Nuzbely",null,"změna 139203/2018, 132300/2024, 116817/2025","Tábor","Radenín","vodovod","Ing Václav Fučík",null,"KUCBAWZ0DW1Y"]
["2014-01-15","2014-02-18","2014-03-08",null,null,"7561/2014","Obec Radenín","Obec Radenín","3112-737518-00252735-2/1","Prameniště Radenín",null,"změna 139203/2018, 132300/2024, 116817/2025","Tábor","Radenín","vodovod","Ing Václav Fučík",null,"KUCBAWZ0DW1Y"]
["2014-01-15","2014-02-18","2014-03-08",null,null,"7561/2014","Obec Radenín","Obec Radenín","3112-648264-00252735-2/1","Prameniště Kozmice",null,"změna 139203/2018, 132300/2024, 116817/2025","Tábor","Radenín","vodovod","Ing Václav Fučík",null,"KUCBAWZ0DW1Y"]
["2014-01-15","2014-02-18","2014-03-08",null,null,"7561/2014","Obec Radenín","Obec Radenín","3112-648256-00252735-2/1","Studny Nuzbely",null,"změna 139203/2018, 132300/2024, 116817/2025","Tábor","Radenín","vodovod","Ing Václav Fučík",null,"KUCBAWZ0DW1Y"]
["2014-01-15","2014-02-18","2014-03-08",null,null,"7561/2014","Obec Radenín","Obec Radenín","3112-737518-00252735-3/1","SS Radenín",null,"změna 139203/2018, 132300/2024, 116817/2025","Tábor","Radenín","kanalizace","Ing Václav Fučík",null,"KUCBAWZ0DW1Y"]
["2014-01-15","2014-02-18","2014-03-08",null,null,"7561/2014","Obec Radenín","Obec Radenín","3112-648264-00252735-3/1","SS Kozmice",null,"změna 139203/2018, 132300/2024, 116817/2025","Tábor","Radenín","kanalizace","Ing Václav Fučík",null,"KUCBAWZ0DW1Y"]
["2015-05-05","2015-05-22","2015-06-11",null,null,"35584/2015","Obec Radenín","Obec Radenín","3112-737518-00252735-1/3","RVS Terezín",null,"změna 139203/2018, 132300/2024, 116817/2025","Tábor","Radenín","vodovod","Ing Václav Fučík",null,"KUCBAWZ0DW1Y"]
["2015-05-05","2015-05-22","2015-06-11",null,null,"35584/2015","Obec Radenín","Obec Radenín","3112-737518-00252735-1/2","PŘ prameniště Terezín - RVS Terezín",null,"změna 139203/2018, 132300/2024, 116817/2025","Tábor","Radenín","vodovod","Ing Václav Fučík",null,"KUCBAWZ0DW1Y"]
["2015-05-05","2015-05-22","2015-06-11",null,null,"35584/2015","Obec Radenín","Obec Radenín","3112-737518-00252735-2/2","Prameniště Terezín",null,"změna 139203/2018, 132300/2024, 116817/2025","Tábor","Radenín","vodovod","Ing Václav Fučík",null,"KUCBAWZ0DW1Y"]
["2024-11-12","2024-11-29","2024-12-20",null,null,"132300/2024","Obec Radenín","Obec Radenín","3112-737518-00252735-4/1","ČOV Radenín",null,"změna 116817/2025","Tábor","Radenín","kanalizace","Ing Václav Fučík"]
["2025-10-15","2025-11-28","2025-12-19",null,null,"116817/2025","Obec Radenín","Obec Radenín","3112-648264-00252735-4/1","ČOV Kozmice",null,null,"Tábor","Radenín","kanalizace","Ing Václav Fučík"]
["2014-02-14","2014-03-07","2014-04-08",null,null,"10414/2014","Obec Myslkovice","Obec Myslkovice","3110-700690-00667048-3/1","Stoková síť Myslkovice",null,null,"Soběslav","Myslkovice","kanalizace","Miroslav Němec",null,"KUCBAWZ0DW1Y"]
["2014-02-14","2014-03-07","2014-04-08",null,null,"10414/2014","Obec Myslkovice","Obec Myslkovice","3110-700690-00667048-4/1","ČOV Myslkovice",null,null,"Soběslav","Myslkovice","kanalizace","Miroslav Němec",null,"KUCBAWZ0DW1Y"]
["2014-04-03","2014-05-06","2014-05-28",null,null,"23048/2014","PRVOK s.r.o.","Obec Benešov nad Černou","3106-602388-00245780-1/1","RVS Benešov nad Černou",null,"zrušení 123390/2020","Kaplice","Benešov nad Černou","vodovod","Ing. Radek Mára",null,"KUCBAWZ0DW1Y"]
["2014-04-03","2014-05-06","2014-05-28",null,null,"23048/2014","PRVOK s.r.o.","Obec Benešov nad Černou","3106-602388-00245780-1/1","PŘ z prameniště do VDJ",null,"změna 123390/2020","Kaplice","Benešov nad Černou","vodovod","Ing. Radek Mára",null,"KUCBAWZ0DW1Y"]
["2014-04-03","2014-05-06","2014-05-28",null,null,"23048/2014","PRVOK s.r.o.","Obec Benešov nad Černou","3106-602388-00245780-1/2","PŘ od VDJ k ÚV",null,"změna 123390/2020","Kaplice","Benešov nad Černou","vodovod","Ing. Radek Mára",null,"KUCBAWZ0DW1Y"]
["2014-04-03","2014-05-06","2014-05-28",null,null,"23048/2014","PRVOK s.r.o.","Obec Benešov nad Černou","3106-602388-00245780-1/3","PŘ od vrtu B1 k ÚV",null,"změna 123390/2020","Kaplice","Benešov nad Černou","vodovod","Ing. Radek Mára",null,"KUCBAWZ0DW1Y"]
["2014-04-03","2014-05-06","2014-05-28",null,null,"23048/2014","PRVOK s.r.o.","Obec Benešov nad Černou","3106-602388-00245780-2/1","ÚV Benešov nad Černou",null,"změna 123390/2020","Kaplice","Benešov nad Černou","vodovod","Ing. Radek Mára",null,"KUCBAWZ0DW1Y"]
["2014-04-03","2014-05-06","2014-05-28",null,null,"23048/2014","PRVOK s.r.o.","Obec Benešov nad Černou","3106-602388-00245780-3/1","Stoková siť Benešov nad  Černou",null,"změna 123390/2020","Kaplice","Benešov nad Černou","kanalizace","Ing. Radek Mára",null,"KUCBAWZ0DW1Y"]
["2014-04-03","2014-05-06","2014-05-28",null,null,"23048/2014","PRVOK s.r.o.","Obec Benešov nad Černou","3106-602388-00245780-4/1","ČOV Benešov nad Černou",null,"změna 123390/2020","Kaplice","Benešov nad Černou","kanalizace","Ing. Radek Mára",null,"KUCBAWZ0DW1Y"]
["2014-04-03","2014-05-06","2014-05-28",null,null,"23048/2014","PRVOK s.r.o.","Obec Benešov nad Černou","3106-602434-00245780-2/1","Prameniště Kuří vrch",null,"změna 123390/2020","Kaplice","Benešov nad Černou","vodovod","Ing. Radek Mára",null,"KUCBAWZ0DW1Y"]
["2020-09-10","2020-10-20","2020-11-12",null,null,"123390/2020","PRVOK s.r.o.","Obec Benešov nad Černou","3106-602388-00245780-1/4","RVS Benešov nad Černou",null,null,"Kaplice","Benešov nad Černou","vodovod","Ing. Radek Mára"]
["2014-05-15","2014-07-07","2014-08-01",null,null,"30753/2014","Obec Nicov","Obec Nicov","3116-753343-00583405-1/3","PŘ studny – VDJ 50 m3",null,"změna 148129/2024","Vimperk","Nicov","vodovod","Ing. Igor Kasalický",null,"KUCBAWZ0DW1Y"]
["2014-05-15","2014-07-07","2014-08-01",null,null,"30753/2014","Obec Nicov","Obec Nicov","3116-753343-00583405-1/2","PŘ studny – VDJ 82 m3",null,"změna 148129/2024","Vimperk","Nicov","vodovod","Ing. Igor Kasalický",null,"KUCBAWZ0DW1Y"]
["2014-05-15","2014-07-07","2014-08-01",null,null,"30753/2014","Obec Nicov","Obec Nicov","3116-753343-00583405-1/1","RVS Nicov",null,"změna 148129/2024","Vimperk","Nicov","vodovod","Ing. Igor Kasalický",null,"KUCBAWZ0DW1Y"]
["2014-05-15","2014-07-07","2014-08-01",null,null,"30753/2014","Obec Nicov","Obec Nicov","3116-753343-00583405-2/1","Nicov VDJ 82 m3",null,"změna 148129/2024","Vimperk","Nicov","vodovod","Ing. Igor Kasalický",null,"KUCBAWZ0DW1Y"]
["2014-05-15","2014-07-07","2014-08-01",null,null,"30753/2014","Obec Nicov","Obec Nicov","3116-753343-00583405-2/2","Řetenice VDJ 50 m3",null,"změna 148129/2024","Vimperk","Nicov","vodovod","Ing. Igor Kasalický",null,"KUCBAWZ0DW1Y"]
["2024-12-18","2025-01-24","2025-02-14",null,null,"148129/2024","Obec Nicov","Obec Nicov","3116-753343-00583405-3/1","Nicov kanalizace",null,null,"Vimperk","Nicov","kanalizace","Ing. Igor Kasalický"]
["2024-12-18","2025-01-24","2025-02-14",null,null,"148129/2024","Obec Nicov","Obec Nicov","3116-753343-00583405-4/1","Nicov ČOV",null,null,"Vimperk","Nicov","kanalizace","Ing. Igor Kasalický"]
["2014-06-26","2014-07-29","2014-08-23",null,null,"41466/2014","Radouňská vodohospodářská společnost a.s.","Obec Hrdějovice","3102-648001-00244961-1/1","PŘ z VDJ Těšín a řad  na ČOV ",null,"zrušeno 70895/2017","České Budějovice","Hrdějovice","vodovod","Pavel Grup",null,"KUCBAWZ0DW1Y"]
["2014-06-26","2014-07-29","2014-08-23",null,null,"41466/2014","Radouňská vodohospodářská společnost a.s.","Obec Hrdějovice","3102-648001-00244961-1/2","Rozvodná vodovodní síť Hrdějovice",null,"zrušeno 70895/2017","České Budějovice","Hrdějovice","vodovod","Pavel Grup",null,"KUCBAWZ0DW1Y"]
["2014-06-26","2014-07-29","2014-08-23",null,null,"41466/2014","Radouňská vodohospodářská společnost a.s.","Obec Hrdějovice","3102-648001-00244961-3/1","Stoková síť Hrdějovice",null,"zrušeno 70895/2017","České Budějovice","Hrdějovice","kanalizace","Pavel Grup",null,"KUCBAWZ0DW1Y"]
["2014-06-26","2014-07-29","2014-08-23",null,null,"41466/2014","Radouňská vodohospodářská společnost a.s.","Obec Hrdějovice","3102-648001-00244961-1/3","Přivaděcí řad VSJČ-VŠ- Opatovice",null,"zrušeno 70895/2017","České Budějovice","Hrdějovice","vodovod","Pavel Grup",null,"KUCBAWZ0DW1Y"]
["2014-06-26","2014-07-29","2014-08-23",null,null,"41466/2014","Radouňská vodohospodářská společnost a.s.","Obec Hrdějovice","3102-648001-00244961-1/4","Rozvodná vodovodní síť Opatovice",null,"zrušeno 70895/2017","České Budějovice","Hrdějovice","vodovod","Pavel Grup",null,"KUCBAWZ0DW1Y"]
["2014-07-23","2014-08-07","2014-08-28",null,null,"45608/2014","Obecní lesy Svatá Maří","Obec Svatá Maří","3116-759970-00250716-1/1","RVS Svatá Maří",null,null,"Vimperk","Svatá Maří","vodovod","Ing. Václav Fridrich",null,"KUCBAWZ0DW1Y"]
["2014-07-23","2014-08-07","2014-08-28",null,null,"45608/2014","Obecní lesy Svatá Maří","Obec Svatá Maří","3116-763918-00250716-1/2","RVS Štítkov",null,"zrušeno 35936/2023","Vimperk","Svatá Maří","vodovod","Ing. Václav Fridrich",null,"KUCBAWZ0DW1Y"]
["2014-07-23","2014-08-07","2014-08-28",null,null,"45608/2014","Obecní lesy Svatá Maří","Obec Svatá Maří","3116-759970-00250716-2/1","ÚV Svatá Maří",null,"zrušeno 35936/2023","Vimperk","Svatá Maří","vodovod","Ing. Václav Fridrich",null,"KUCBAWZ0DW1Y"]
["2014-07-23","2014-08-07","2014-08-28",null,null,"45608/2014","Obecní lesy Svatá Maří","Obec Svatá Maří","3116-763918-00250716-2/2","ÚV Štítkov",null,"zrušeno 35936/2023","Vimperk","Svatá Maří","vodovod","Ing. Václav Fridrich",null,"KUCBAWZ0DW1Y"]
["2014-07-23","2014-08-07","2014-08-28",null,null,"45608/2014","Obecní lesy Svatá Maří","Obec Svatá Maří","3116-759970-00250716-3/1","SS Svatá Maří",null,"zrušeno 35936/2023","Vimperk","Svatá Maří","kanalizace","Ing. Václav Fridrich",null,"KUCBAWZ0DW1Y"]
["2014-07-23","2014-08-07","2014-08-28",null,null,"45608/2014","Obecní lesy Svatá Maří","Obec Svatá Maří","3116-763918-00250716-3/2","SS Štítkov",null,"zrušeno 35936/2023","Vimperk","Svatá Maří","kanalizace","Ing. Václav Fridrich",null,"KUCBAWZ0DW1Y"]
["2014-07-23","2014-08-07","2014-08-28",null,null,"45608/2014","Obecní lesy Svatá Maří","Obec Svatá Maří","3116-763918-00250716-4/2","ČOV Štítkov",null,"zrušeno 35936/2023","Vimperk","Svatá Maří","kanalizace","Ing. Václav Fridrich",null,"KUCBAWZ0DW1Y"]
["2014-07-23","2014-08-07","2014-08-28",null,null,"45608/2014","Obecní lesy Svatá Maří","Obec Svatá Maří","3116-759970-00250716-4/1","ČOV Svatá Maří",null,"změna 35936/2023","Vimperk","Svatá Maří","kanalizace","Ing. Martin Sellner",null,"KUCBAWZ0DW1Y"]
["2023-03-15","2023-04-06","2023-05-04",null,null,"35936/2023","Obecní lesy Svatá Maří","Obec Svatá Maří","3116-759970-00250716-1/1","Přívodní řad Svatá Maří",null,null,"Vimperk","Svatá Maří","vodovod","Ing. Martin Sellner"]
["2023-03-15","2023-04-06","2023-05-04",null,null,"35936/2023","Obecní lesy Svatá Maří","Obec Svatá Maří","3116-759970-00250716-1/2","RVS Svatá Maří",null,null,"Vimperk","Svatá Maří","vodovod","Ing. Martin Sellner"]
["2023-03-15","2023-04-06","2023-05-04",null,null,"35936/2023","Obecní lesy Svatá Maří","Obec Svatá Maří","3116-759970-00250716-1/3","PŘ Štítkov - Sv. Maří",null,null,"Vimperk","Svatá Maří","vodovod","Ing. Martin Sellner"]
["2023-03-15","2023-04-06","2023-05-04",null,null,"35936/2023","Obecní lesy Svatá Maří","Obec Svatá Maří","3116-763918-00250716-1/1","RVS Štítkov",null,null,"Vimperk","Svatá Maří","vodovod","Ing. Martin Sellner"]
["2023-03-15","2023-04-06","2023-05-04",null,null,"35936/2023","Obecní lesy Svatá Maří","Obec Svatá Maří","3116-763918-00250716-1/2","PŘ Štítkov",null,null,"Vimperk","Svatá Maří","vodovod","Ing. Martin Sellner"]
["2023-03-15","2023-04-06","2023-05-04",null,null,"35936/2023","Obecní lesy Svatá Maří","Obec Svatá Maří","3116-759970-00250716-2/1","Jímání Svatá Maří",null,null,"Vimperk","Svatá Maří","vodovod","Ing. Martin Sellner"]
["2023-03-15","2023-04-06","2023-05-04",null,null,"35936/2023","Obecní lesy Svatá Maří","Obec Svatá Maří","3116-763918-00250716-2/1","Jímání Štítkov",null,null,"Vimperk","Svatá Maří","vodovod","Ing. Martin Sellner"]
["2023-03-15","2023-04-06","2023-05-04",null,null,"35936/2023","Obecní lesy Svatá Maří","Obec Svatá Maří","3116-763918-00250716-2/2","Jímání Štítkov pro Sv. Maří",null,null,"Vimperk","Svatá Maří","vodovod","Ing. Martin Sellner"]
["2023-03-15","2023-04-06","2023-05-04",null,null,"35936/2023","Obecní lesy Svatá Maří","Obec Svatá Maří","3116-759970-00250716-3/1","Kanalizace Svatá Maří",null,null,"Vimperk","Svatá Maří","kanalizace","Ing. Martin Sellner"]
["2014-09-02","2014-09-23","2014-10-16",null,null,"53654/2014","ČEVAK a.s.","Lesostavby Třeboň a.s.","3114-770230-47239328-1/1","Třeboň, Holičky - vodovodní síť",null,"zrušeno 73744/2017","Třeboň","Třeboň","vodovod","Ing. Martin Kalač",null,"KUCBAWZ0DW1Y"]
["2014-09-02","2014-09-23","2014-10-16",null,null,"53654/2014","ČEVAK a.s.","Lesostavby Třeboň a.s.","3114-770230-47239328-3/1","Třeboň, Holičky - stoková síť",null,"zrušeno 73744/2017","Třeboň","Třeboň","kanalizace","Ing. Martin Kalač",null,"KUCBAWZ0DW1Y"]
["2014-09-24","2014-11-03","2014-11-20",null,null,"61209/2014","ČEVAK a.s.","STING CZ s.r.o.","3102-686204-25163302-1/1","Litvínovice ZTV Zlatá stoka východ - vodovodní síť",null,"změna 100343/2016","České Budějovice","Litvínovice","vodovod","Ing. Martin Kalač",null,"KUCBAWZ0DW1Y"]
["2014-09-24","2014-11-03","2014-11-20",null,null,"61209/2014","ČEVAK a.s.","STING CZ s.r.o.","3102-686204-25163302-1/2","Litvínovice, Mokré ZTV Jih III - vodovodní síť",null,"změna 100343/2016","České Budějovice","Litvínovice","vodovod","Ing. Martin Kalač",null,"KUCBAWZ0DW1Y"]
["2014-09-24","2014-11-03","2014-11-20",null,null,"61209/2014","ČEVAK a.s.","STING CZ s.r.o.","3102-686204-25163302-3/1","Litvínovice ZTV Zlatá stoka východ - stoková síť",null,"změna 100343/2016","České Budějovice","Litvínovice","kanalizace","Ing. Martin Kalač",null,"KUCBAWZ0DW1Y"]
["2014-09-24","2014-11-03","2014-11-20",null,null,"61209/2014","ČEVAK a.s.","STING CZ s.r.o.","3102-686204-25163302-3/2","Litvínovice, Mokré ZTV Jih III - stoková síť",null,"změna 100343/2016","České Budějovice","Litvínovice","kanalizace","Ing. Martin Kalač",null,"KUCBAWZ0DW1Y"]
["2016-07-15","2016-08-03","2016-08-19",null,null,"100343/2016","ČEVAK a.s.","STING CZ s.r.o.","3102-686204-25163302-1/3","Litvínovice, Mokré ZTV Na Vyhlídce - vodovodní síť",null,null,"České Budějovice","Litvínovice","vodovod","Ing. Martin Kalač",null,"KUCBAWZ0DW1Y"]
["2016-07-15","2016-08-03","2016-08-19",null,null,"100343/2016","ČEVAK a.s.","STING CZ s.r.o.","3102-686204-25163302-3/3","Litvínovice, Mokré ZTV Na Vyhlídce - stoková síť",null,null,"České Budějovice","Litvínovice","kanalizace","Ing. Martin Kalač",null,"KUCBAWZ0DW1Y"]
["2014-10-08","2014-11-07","2014-12-09",null,null,"61502/2014","Obec Kvilda","Obec Kvilda","3116-678350-00250511-1/1","Kvilda vodovod",null,"změna 29115/2024","Vimperk","Kvilda","vodovod","Ing. Igor Kasalický",null,"KUCBAWZ0DW1Y"]
["2014-10-08","2014-11-07","2014-12-09",null,null,"61502/2014","Obec Kvilda","Obec Kvilda","3116-678350-00250511-2/1","Kvilda zdroje",null,"změna 29115/2024","Vimperk","Kvilda","vodovod","Ing. Igor Kasalický",null,"KUCBAWZ0DW1Y"]
["2014-10-08","2014-11-07","2014-12-09",null,null,"61502/2014","Obec Kvilda","Obec Kvilda","3116-678350-00250511-3/1","Kvilda kanalizace",null,"změna 29115/2024","Vimperk","Kvilda","kanalizace","Ing. Igor Kasalický",null,"KUCBAWZ0DW1Y"]
["2014-10-08","2014-11-07","2014-12-09",null,null,"61502/2014","Obec Kvilda","Obec Kvilda","3116-678350-00250511-4/1","Kvilda ČOV",null,"změna 29115/2024","Vimperk","Kvilda","kanalizace","Ing. Igor Kasalický",null,"KUCBAWZ0DW1Y"]
["2024-02-28","2024-04-29","2024-05-22",null,null,"29115/2024","Obec Kvilda","Obec Kvilda","3116-678350-00250511-1/2","Kvilda PŘ HV2 studna"]
["2014-11-19","2015-01-05","2015-01-23",null,null,"68276/2014","Obec Zdíkov","Obec Zdíkov","3116-792501-00250872-2/1","Zdíkov zdroje",null,"změna 82087/2024","Vimperk","Zdíkov","vodovod","Jakub Urban",null,"KUCBAWZ0DW1Y"]
["2014-11-19","2015-01-05","2015-01-23",null,null,"68276/2014","Obec Zdíkov","Obec Zdíkov","3116-792501-00250872-1/3","Zdíkov PŘ-VDJ",null,"zrušeno 82087/2024","Vimperk","Zdíkov","vodovod","Jakub Urban",null,"KUCBAWZ0DW1Y"]
["2014-11-19","2015-01-05","2015-01-23",null,null,"68276/2014","Obec Zdíkov","Obec Zdíkov","3116-792501-00250872-1/1","Zdíkov RVS",null,"změna 82087/2024","Vimperk","Zdíkov","vodovod","Jakub Urban",null,"KUCBAWZ0DW1Y"]
["2014-11-19","2015-01-05","2015-01-23",null,null,"68276/2014","Obec Zdíkov","Obec Zdíkov","3116-792551-00250872-2/1","Zdíkovec zdroje",null,"změna 82087/2024","Vimperk","Zdíkov","vodovod","Jakub Urban",null,"KUCBAWZ0DW1Y"]
["2014-11-19","2015-01-05","2015-01-23",null,null,"68276/2014","Obec Zdíkov","Obec Zdíkov","3116-792551-00250872-1/2","Zdíkovec PŘ-VDJ",null,"zrušeno 82087/2024","Vimperk","Zdíkov","vodovod","Jakub Urban",null,"KUCBAWZ0DW1Y"]
["2014-11-19","2015-01-05","2015-01-23",null,null,"68276/2014","Obec Zdíkov","Obec Zdíkov","3116-792551-00250872-1/1","Zdíkovec RVS",null,"změna 82087/2024","Vimperk","Zdíkov","vodovod","Jakub Urban",null,"KUCBAWZ0DW1Y"]
["2014-11-19","2015-01-05","2015-01-23",null,null,"68276/2014","Obec Zdíkov","Obec Zdíkov","3116-792454-00250872-2/1","Masákova Lhota zdroje",null,"změna 82087/2024","Vimperk","Zdíkov","vodovod","Jakub Urban",null,"KUCBAWZ0DW1Y"]
["2014-11-19","2015-01-05","2015-01-23",null,null,"68276/2014","Obec Zdíkov","Obec Zdíkov","3116-792454-00250872-1/1","Masákova Lhota RVS",null,"změna 82087/2024","Vimperk","Zdíkov","vodovod","Jakub Urban",null,"KUCBAWZ0DW1Y"]
["2014-11-19","2015-01-05","2015-01-23",null,null,"68276/2014","Obec Zdíkov","Obec Zdíkov","3116-792471-00250872-2/1","Putkov zdroje",null,"změna 82087/2024","Vimperk","Zdíkov","vodovod","Jakub Urban",null,"KUCBAWZ0DW1Y"]
["2014-11-19","2015-01-05","2015-01-23",null,null,"68276/2014","Obec Zdíkov","Obec Zdíkov","3116-792471-00250872-1/1","Putkov RVS",null,"změna 82087/2024","Vimperk","Zdíkov","vodovod","Jakub Urban",null,"KUCBAWZ0DW1Y"]
["2014-11-19","2015-01-05","2015-01-23",null,null,"68276/2014","Obec Zdíkov","Obec Zdíkov","3116-792501-00250872-3/1","Zdíkov kanalizace",null,"změna 82087/2024","Vimperk","Zdíkov","kanalizace","Jakub Urban",null,"KUCBAWZ0DW1Y"]
["2014-11-19","2015-01-05","2015-01-23",null,null,"68276/2014","Obec Zdíkov","Obec Zdíkov","3116-792501-00250872-4/1","Zdíkov ČOV",null,"změna 82087/2024","Vimperk","Zdíkov","kanalizace","Jakub Urban",null,"KUCBAWZ0DW1Y"]
["2014-11-19","2015-01-05","2015-01-23",null,null,"68276/2014","Obec Zdíkov","Obec Zdíkov","3116-792551-00250872-3/1","Zdíkovec kanalizace",null,"změna 82087/2024","Vimperk","Zdíkov","kanalizace","Jakub Urban",null,"KUCBAWZ0DW1Y"]
["2014-11-19","2015-01-05","2015-01-23",null,null,"68276/2014","Obec Zdíkov","Obec Zdíkov","3116-792551-00250872-4/1","Zdíkovec ČOV",null,"změna 82087/2024","Vimperk","Zdíkov","kanalizace","Jakub Urban",null,"KUCBAWZ0DW1Y"]
["2014-11-19","2015-01-05","2015-01-23",null,null,"68276/2014","Obec Zdíkov","Obec Zdíkov","3116-792454-00250872-3/1","Masákova Lhota kanalizace",null,"změna 82087/2024","Vimperk","Zdíkov","kanalizace","Jakub Urban",null,"KUCBAWZ0DW1Y"]
["2024-07-01","2024-09-05","2024-10-25",null,null,"82087/2024","Obec Zdíkov","Obec Zdíkov","3116-792454-00250872-3/2","Nový Dvůr kanalizace",null,null,"Vimperk","Zdíkov","kanalizace","Jakub Urban"]
["2024-07-01","2024-09-05","2024-10-25",null,null,"82087/2024","Obec Zdíkov","Obec Zdíkov","3116-792454-00250872-4/1","Nový Dvůr ČOV",null,null,"Vimperk","Zdíkov","kanalizace","Jakub Urban"]
["2014-12-02","2015-01-05","2015-01-23",null,null,"69057/2014","ČEVAK a.s.","Svazek obcí Blažejov a Hospříz","3105-645583-72546174-1/1","Blažejov-Hospříz, přiváděcí řad",null,null,"Jindřichův Hradec","Hospříz ","vodovod","Ing. Martin Kalač",null,"KUCBAWZ0DW1Y"]
["2015-01-21","2015-01-22","2015-02-20",null,null,"5103/2015","Radouňská vodohospodářská společnost a.s.","Obec Drhovice","3112-632171-00512605-3/1","Stoková síť Drhovice",null,"Zrušeno 8899/2017","Tábor","Drhovice","kanalizace","Pavel Grup",null,"KUCBAWZ0DW1Y"]
["2016-08-19","2016-09-12","2016-10-04",null,null,"112908/2016","Radouňská vodohospodářská společnost a.s.","Obec Drhovice","3112-632171-00512605-1/1","Vodovod Drhovice",null,"Zrušeno 8899/2017","Tábor","Drhovice","vodovod","Pavel Grup",null,"KUCBAWZ0DW1Y"]
["2015-02-10","2015-03-02","2015-03-20",null,null,"13182/2015","ČEVAK a.s.","Krahulík - Masozávod Krahulčí, a.s.","3104-758191-25586823-3/1","Studená, Krahulík - kanalizace",null,"zrušeno 45579/2016","Dačice","Studená","kanalizace",null,null,"KUCBAWZ0DW1Y"]
["2015-02-17","2015-03-06","2015-03-25",null,null,"14305/2015","Kostelec nad Vltavou","Kostelec nad Vltavou","3107-670201-00249769-4/1","ČOV",null,null,"Milevsko","Kostelec nad Vltavou","kanalizace","Josef Bárta",null,"KUCBAWZ0DW1Y"]
["2015-02-17","2015-03-06","2015-03-25",null,null,"14305/2015","Kostelec nad Vltavou","Kostelec nad Vltavou","3107-670201-00249769-3/1","Kanalizační stoky",null,null,"Milevsko","Kostelec nad Vltavou","kanalizace","Josef Bárta",null,"KUCBAWZ0DW1Y"]
["2015-02-17","2015-03-06","2015-03-25",null,null,"14524/2015","Obec Orlík nad Vltavou","Obec Orlík nad Vltavou","3108-712248-00249939-4/1","ČOV",null,null,"Písek","Orlík nad Vltavou","kanalizace","Josef Bárta",null,"KUCBAWZ0DW1Y"]
["2015-02-17","2015-03-06","2015-03-25",null,null,"14524/2015","Obec Orlík nad Vltavou","Obec Orlík nad Vltavou","3108-712248-00249939-3/1","Kanalizační řady",null,null,"Písek","Orlík nad Vltavou","kanalizace","Josef Bárta",null,"KUCBAWZ0DW1Y"]
["2015-02-17","2015-03-06","2015-03-25",null,null,"14524/2015","Obec Orlík nad Vltavou","Obec Orlík nad Vltavou","3108-712248-00249939-1/1","Vodovodní řady",null,null,"Písek","Orlík nad Vltavou","vodovod","Josef Bárta",null,"KUCBAWZ0DW1Y"]
["2015-02-17","2015-03-06","2015-03-25",null,null,"14524/2015","Obec Orlík nad Vltavou","Obec Orlík nad Vltavou","3108-712248-00249939-2/1","Stavba pro úpravu vody ",null,null,"Písek","Orlík nad Vltavou","vodovod","Josef Bárta",null,"KUCBAWZ0DW1Y"]
["2015-05-06","2015-05-29","2015-06-24",null,null,"33883/2015","Obec Lom","Obec Lom","3101-686549-00667676-1/1","Vodovod Lom",null,null,"Blatná","Lom","vodovod","Jiří Poupa",null,"KUCBAWZ0DW1Y"]
["2015-05-14","2015-06-08","2015-07-03",null,null,"38472/2015","Radouňská vodohospodářská společnost a.s.","Obec Čížkrajice","3113-624128-00581674-1/3","Přiváděcí řad Čížkrajice-Boršíkov",null,"zrušeno 28905/2017","Trhové Sviny ","Čížkrajice","vodovod","Pavel Grup",null,"KUCBAWZ0DW2T"]
["2015-05-14","2015-06-08","2015-07-03",null,null,"38472/2015","Radouňská vodohospodářská společnost a.s.","Obec Čížkrajice","3113-624128-00581674-1/2","Přiváděcí řad Chvalkov-Čížkrajice",null,"zrušeno 28905/2017","Trhové Sviny ","Čížkrajice","vodovod","Pavel Grup",null,"KUCBAWZ0DW2T"]
["2015-05-14","2015-06-08","2015-07-03",null,null,"38472/2015","Radouňská vodohospodářská společnost a.s.","Obec Čížkrajice","3113-624128-00581674-1/1","Přiváděcí řad Slavče-Chvalkov",null,"zrušeno 28905/2017","Trhové Sviny ","Čížkrajice","vodovod","Pavel Grup",null,"KUCBAWZ0DW2T"]
["2015-05-14","2015-06-08","2015-07-03",null,null,"38472/2015","Radouňská vodohospodářská společnost a.s.","Obec Čížkrajice","3113-624128-00581674-1/5","RVS Čížkrajice",null,"zrušeno 28905/2017","Trhové Sviny ","Čížkrajice","vodovod","Pavel Grup",null,"KUCBAWZ0DW2T"]
["2015-05-14","2015-06-08","2015-07-03",null,null,"38472/2015","Radouňská vodohospodářská společnost a.s.","Obec Čížkrajice","3113-624128-00581674-1/6","RVS Boršíkov",null,"zrušeno 28905/2017","Trhové Sviny ","Čížkrajice","vodovod","Pavel Grup",null,"KUCBAWZ0DW2T"]
["2015-05-19","2015-06-08","2015-06-25",null,null,"38498/2015","Obec Dolní Hrachovice","Obec Dolní Hrachovice","3112-724696-00582441-2/1","Studny S1,S2,S3,S5,S6 Horní Hrachovice",null,"změna 133653/2017","Tábor","Dolní Hrachovice","vodovod","Miroslav Němec",null,"KUCBAWZ0DW2T"]
["2015-05-19","2015-06-08","2015-06-25",null,null,"38498/2015","Obec Dolní Hrachovice","Obec Dolní Hrachovice","3112-724696-00582441-1/1","Přívodní řad - studny – S1,S2,S3,S5,S6 – ČS Horní Hrachovice",null,"změna 133653/2017","Tábor","Dolní Hrachovice","vodovod","Miroslav Němec",null,"KUCBAWZ0DW2T"]
["2015-05-19","2015-06-08","2015-06-25",null,null,"38498/2015","Obec Dolní Hrachovice","Obec Dolní Hrachovice","3112-724696-00582441-1/2","Přívodní řad -  ČS Horní Hrachovice – VDJ Horní Hrachovice (vč.VDJ a ČS)",null,"změna 133653/2017","Tábor","Dolní Hrachovice","vodovod","Miroslav Němec",null,"KUCBAWZ0DW2T"]
["2015-05-19","2015-06-08","2015-06-25",null,null,"38498/2015","Obec Dolní Hrachovice","Obec Dolní Hrachovice","3112-724696-00582441-1/3","Přívodní řad -  VDJ Horní Hrachovice – RVS Dolní a Horní Hrachovice",null,"změna 133653/2017","Tábor","Dolní Hrachovice","vodovod","Miroslav Němec",null,"KUCBAWZ0DW2T"]
["2015-05-19","2015-06-08","2015-06-25",null,null,"38498/2015","Obec Dolní Hrachovice","Obec Dolní Hrachovice","3112-724696-00582441-1/4","Rozvodná vodovodní síť Dolní Hrachovice – Horní Hrachovice",null,"změna 133653/2017","Tábor","Dolní Hrachovice","vodovod","Miroslav Němec",null,"KUCBAWZ0DW2T"]
["2017-11-14","2017-12-01","2017-12-20",null,null,"133653/2017","Obec Dolní Hrachovice","Obec Dolní Hrachovice","3112-724696-00582441-2/2","Hlubinný vrt Horní Hrachovice",null,null,"Tábor","Dolní Hrachovice","vodovod","Miroslav Němec",null,"KUCBAWZ0DW2T"]
["2015-05-22","2015-05-29","2015-06-18",null,null,"38878/2015","Obec Strýčice","Obec Strýčice","3102-738557-00581887-3/1","kanalizace Strýčice",null,"zrušeno 77679/2019","České Budějovice","Strýčice","kanalizace","Ing. Jiří Kušta, Csc.",null,"KUCBAWZ0DW2T"]
["2015-06-30","2015-07-01","2015-07-21",null,null,"50632/2015","Obec Hodonice","Obec Hodonice","3112-640387-00512621-3/1","Stoková síť Hodonice",null,"změna 47864/2018","Tábor","Hodonice","kanalizace","Ing. Zdenka Sosnová",null,"KUCBAWZ0DW2T"]
["2018-04-09","2018-04-25","2018-05-16",null,null,"47864/2018","Obec Hodonice","Obec Hodonice","3112-640387-00512621-4/1","ČOV Hodonice - stabilizační nádrž",null,null,"Tábor","Hodonice","kanalizace","Ing. Zdenka Sosnová",null,"KUCBAWZ0DW2T"]
["2015-08-04","2015-08-07","2015-08-26",null,null,"59831/2015","Město Soběslav","Město Soběslav","3110-751804-00252921-3/1","kanalizace v měst. části Chlebov",null,"zrušeno 131117/2025","Soběslav","Soběslav","kanalizace","Jiří Sosna",null,"KUCBAWZ0DW2T"]
["2015-08-25","2015-09-10","2015-09-30",null,null,"64851/2015","Město Jistebnice","Město Jistebnice","3112-608793-00252425-3/1","kanalizace Božejovice",null,"změna 22038/2018","Tábor","Jistebnice","kanalizace","Ing. Václav Fučík",null,"KUCBAWZ0DW2T"]
["2015-08-25","2015-09-10","2015-09-30",null,null,"64851/2015","Město Jistebnice","Město Jistebnice","3112-689963-00252425-3/1","kanalizace Makov",null,"změna 22038/2018","Tábor","Jistebnice","kanalizace","Ing. Václav Fučík",null,"KUCBAWZ0DW2T"]
["2015-08-25","2015-09-10","2015-09-30",null,null,"64851/2015","Město Jistebnice","Město Jistebnice","3112-689971-00252425-3/1","kanalizace Padařov",null,"změna 22038/2018","Tábor","Jistebnice","kanalizace","Ing. Václav Fučík",null,"KUCBAWZ0DW2T"]
["2015-08-25","2015-09-10","2015-09-30",null,null,"64851/2015","Město Jistebnice","Město Jistebnice","3112-689998-00252425-3/1","kanalizace Vlásenice",null,"změna 22038/2018","Tábor","Jistebnice","kanalizace","Ing. Václav Fučík",null,"KUCBAWZ0DW2T"]
["2018-02-12","2018-03-01","2018-03-28",null,null,"22038/2018","Město Jistebnice","Město Jistebnice","3112-689963-00252425-3/1","kanalizace Hůrka",null,null,"Tábor","Jistebnice","kanalizace","Ing. Václav Fučík",null,"KUCBAWZ0DW2T"]
["2018-02-12","2018-03-01","2018-03-28",null,null,"22038/2018","Město Jistebnice","Město Jistebnice","3112-661171-00252425-1/1","vodovod Makov",null,null,"Tábor","Jistebnice","vodovod","Ing. Václav Fučík",null,"KUCBAWZ0DW2T"]
["2018-02-12","2018-03-01","2018-03-28",null,null,"22038/2018","Město Jistebnice","Město Jistebnice","3112-661171-00252425-2/1","stavba pro úpravu vody ",null,null,"Tábor","Jistebnice","vodovod","Ing. Václav Fučík",null,"KUCBAWZ0DW2T"]
["2015-09-21","2015-10-09","2015-11-04",null,null,"71076/2015","Vodovod Drslavice","Obec Drslavice","3109- 679551-00583006-1/1","PŘ Drslavice",null,"změna 5317/2025","Prachatice","Drslavice","vodovod","Ing. Igor Kasalický",null,"KUCBAWZ0DW2T"]
["2015-09-21","2015-10-09","2015-11-04",null,null,"71076/2015","Vodovod Drslavice","Obec Drslavice","3109-679551-00583006-1/2","RVS Drslavice ",null,"změna 5317/2025","Prachatice","Drslavice","vodovod","Ing. Igor Kasalický",null,"KUCBAWZ0DW2T"]
["2015-09-21","2015-10-09","2015-11-04",null,null,"71076/2015","Vodovod Drslavice","Obec Drslavice","3109-679551-00583006-2/1","Zdroje Drslavice",null,"změna 5317/2025","Prachatice","Drslavice","vodovod","Ing. Igor Kasalický",null,"KUCBAWZ0DW2T"]
["2015-09-21","2015-10-09","2015-11-04",null,null,"71093/2015","Vodovod Drslavice","Obec Kratušín","3109-679534-00583049-1/1","RVS Kratušín ",null,"změna 5317/2025","Prachatice","Kratušín","vodovod","Ing. Igor Kasalický",null,"KUCBAWZ0DW2T"]
["2015-09-21","2015-10-09","2015-11-04",null,null,"71098/2015","Vodovod Drslavice","Obec Zábrdí","3109-679569-00583146-1/1","RVS Zábrdí ",null,"změna 5317/2025","Prachatice","Zábrdí","vodovod","Ing. Igor Kasalický",null,"KUCBAWZ0DW2T"]
["2015-09-22","2015-10-14","2015-11-03",null,null,"71706/2015","ČEVAK a.s.","Obec Dráchov","3110-632066-00252221-3/1","SS Dráchov",null,"zrušeno 8434/2025","Soběslav","Dráchov","kanalizace","Ing. Martin Kalač",null,"KUCBAWZ0DW2T"]
["2015-09-22","2015-10-14","2015-11-03",null,null,"71706/2015","ČEVAK a.s.","Obec Dráchov","3110-632066-00252221-4/1","ČOV Dráchov",null,"zrušeno 8434/2025","Soběslav","Dráchov","kanalizace","Ing. Martin Kalač",null,"KUCBAWZ0DW2T"]
["2025-01-17","2025-02-07","2025-03-01",null,null,"8434/2025","ČEVAK a.s.","Obec Dráchov","3110-632066-00252221-1/1","Dráchov - vodovodní síť",null,null,"Soběslav","Dráchov","vodovod","Ing. Martin Kalač"]
["2025-01-17","2025-02-07","2025-03-01",null,null,"8434/2025","ČEVAK a.s.","Obec Dráchov","3110-632066-00252221-3/1","Dráchov - stoková síť",null,null,"Soběslav","Dráchov","kanalizace","Ing. Martin Kalač"]
["2025-01-17","2025-02-07","2025-03-01",null,null,"8434/2025","ČEVAK a.s.","Obec Dráchov","3110-632066-00252221-4/1","Dráchov - ČOV",null,null,"Soběslav","Dráchov","kanalizace","Ing. Martin Kalač"]
["2015-09-29","2015-10-15","2015-11-04",null,null,"72460/2015","Radouňská vodohospodářská společnost a.s.","Obec Dasný","3102-624781-00581224-4/1","ČOV Dasný",null,"zrušeno 112942/2016","České Budějovice","Dasný","kanalizace","Pavel Grup",null,"KUCBAWZ0DW2T"]
["2015-10-08","2015-10-14","2015-11-05",null,null,"76297/2015","Obec Báňovice","Obec Báňovice","3104-600873-00512915-3/1","Báňovice, kanalizace",null,null,"Dačice","Báňovice","kanalizace","Ing. Zdeněk Král",null,"KUCBAWZ0DW2T"]
["2015-10-30","2015-11-18","2015-12-08",null,null,"81125/2015","Obec Meziříčí","Obec Meziříčí","3112-632180-00667021-1/1","vodovod",null,"změna 82911/2022, 102876/2023","Tábor","Meziříčí","vodovod","Ing. Radim Farkač",null,"KUCBAWZ0DW2T"]
["2015-11-06","2015-11-12","4..12.2015",null,null,"83596/2015","Obec Malenice","Obec Malenice","3111-690724-00251461-1/1","RVS Malenice",null,null,"Strakonice","Malenice","vodovod","Ing. Bc. Martin Zigo",null,"KUCBAWZ0DW2T"]
["2015-11-06","2015-11-12","4..12.2015",null,null,"83596/2015","Obec Malenice","Obec Malenice","3111-690724-00251461-1/2","RVS Zlešice",null,null,"Strakonice","Malenice","vodovod","Ing. Bc. Martin Zigo",null,"KUCBAWZ0DW2T"]
["2015-11-06","2015-11-12","4..12.2015",null,null,"83596/2015","Obec Malenice","Obec Malenice","3111-690724-00251461-1/1","Přiváděcí řád",null,null,"Strakonice","Malenice","vodovod","Ing. Bc. Martin Zigo",null,"KUCBAWZ0DW2T"]
["2015-11-06","2015-11-12","4..12.2015",null,null,"83596/2015","Obec Malenice","Obec Malenice","3111-690724-00251461-2/1","Úpravna vody Malenice",null,null,"Strakonice","Malenice","vodovod","Ing. Bc. Martin Zigo",null,"KUCBAWZ0DW2T"]
["2015-11-06","2015-11-12","4..12.2015",null,null,"83596/2015","Obec Malenice","Obec Malenice","3111-690724-00251461-2/2","Úpravna vody Zlešice",null,null,"Strakonice","Malenice","kanalizace","Ing. Bc. Martin Zigo",null,"KUCBAWZ0DW2T"]
["2015-11-06","2015-11-12","4..12.2015",null,null,"83596/2015","Obec Malenice","Obec Malenice","3111-690724-00251461-3/1","Kanalizace Malenice",null,null,"Strakonice","Malenice","kanalizace","Ing. Bc. Martin Zigo",null,"KUCBAWZ0DW2T"]
["2015-11-06","2015-11-12","4..12.2015",null,null,"83596/2015","Obec Malenice","Obec Malenice","3111-690724-00251461-4/1","ČOV Malenice",null,null,"Strakonice","Malenice","kanalizace","Ing. Bc. Martin Zigo",null,"KUCBAWZ0DW2T"]
["2015-11-13","2015-12-08","2015-12-29",null,null,"85583/2015","ČEVAK a.s.","Sun and Snow s.r.o.","3103-684309-28125339-3/1","Lipno nad Vltavou, Slupečná, Sun and Snow - stoková síť",null,null,"Český Krumlov","Lipno nad Vltavou","vodovod","Ing. Martin Kalač",null,"KUCBAWZ0DW2T"]
["2015-11-13","2015-12-08","2015-12-29",null,null,"85583/2015","ČEVAK a.s.","Sun and Snow s.r.o.","3103-684309-28125339-1/1","Lipno nad Vlt., Slupečná, Sun and Snow - vodovodní síť",null,null,"Český Krumlov","Lipno nad Vltavou","vodovod","Ing. Martin Kalač",null,"KUCBAWZ0DW2T"]
["2015-12-03","2015-12-21","2016-01-08",null,null,"89589/2015","Městys Chlum u Třeboně","Městys Chlum u Třeboně","3114-651630-00246816-1/2","Vodovod - přívodní řad Chlum",null,"změna 139807/2016","Třeboň","Chlum u Třeboně","vodovod","Ing. Martin Růžička",null,"KUCBAWZ0DW2T"]
["2015-12-03","2015-12-21","2016-01-08",null,null,"89589/2015","Městys Chlum u Třeboně","Městys Chlum u Třeboně","3114-651630-00246816-1/1","Chlum vodovodní síť",null,"změna 139807/2016","Třeboň","Chlum u Třeboně","vodovod","Ing. Martin Růžička",null,"KUCBAWZ0DW2T"]
["2015-12-03","2015-12-21","2016-01-08",null,null,"89589/2015","Městys Chlum u Třeboně","Městys Chlum u Třeboně","3114-797171-00246816-1/1","Mirochov, Žíteč-vodovodní síť",null,"změna 139807/2016","Třeboň","Chlum u Třeboně","vodovod","Ing. Martin Růžička",null,"KUCBAWZ0DW2T"]
["2015-12-03","2015-12-21","2016-01-08",null,null,"89589/2015","Městys Chlum u Třeboně","Městys Chlum u Třeboně","3114-689165-00246816-1/1","Lutová - vodovodní síť",null,"změna 139807/2016","Třeboň","Chlum u Třeboně","vodovod","Ing. Martin Růžička",null,"KUCBAWZ0DW2T"]
["2015-12-03","2015-12-21","2016-01-08",null,null,"89589/2015","Městys Chlum u Třeboně","Městys Chlum u Třeboně","3114-651630-00246816-3/1","Chlum u Třeboně-stoková síť",null,"změna 139807/2016","Třeboň","Chlum u Třeboně","kanalizace","Ing. Martin Růžička",null,"KUCBAWZ0DW2T"]
["2015-12-03","2015-12-21","2016-01-08",null,null,"89589/2015","Městys Chlum u Třeboně","Městys Chlum u Třeboně","3114-695351-00246816-3/1","SS Chlum u Třeboně - Mirochov",null,"změna 139807/2016","Třeboň","Chlum u Třeboně","kanalizace","Ing. Martin Růžička",null,"KUCBAWZ0DW2T"]
["2015-12-03","2015-12-21","2016-01-08",null,null,"89589/2015","Městys Chlum u Třeboně","Městys Chlum u Třeboně","3114-797171-00246816-3/1","SS Chlum u Třeboně - Žíteč",null,"změna 139807/2016","Třeboň","Chlum u Třeboně","kanalizace","Ing. Martin Růžička",null,"KUCBAWZ0DW2T"]
["2015-12-03","2015-12-21","2016-01-08",null,null,"89589/2015","Městys Chlum u Třeboně","Městys Chlum u Třeboně","3114-689165-00246816-3/1","SS Chlum u Třeboně - Lutová",null,"změna 139807/2016","Třeboň","Chlum u Třeboně","kanalizace","Ing. Martin Růžička",null,"KUCBAWZ0DW2T"]
["2015-12-03","2015-12-21","2016-01-08",null,null,"89589/2015","Městys Chlum u Třeboně","Městys Chlum u Třeboně","3114-695351-00246816-4/1","ČOV Mirochov",null,"změna 139807/2016","Třeboň","Chlum u Třeboně","kanalizace","Ing. Martin Růžička",null,"KUCBAWZ0DW2T"]
["2015-12-03","2015-12-21","2016-01-08",null,null,"89589/2015","Městys Chlum u Třeboně","Městys Chlum u Třeboně","3114-689165-00246816-4/1","ČOV Lutová",null,"změna 139807/2016","Třeboň","Chlum u Třeboně","kanalizace","Ing. Martin Růžička",null,"KUCBAWZ0DW2T"]
["2016-10-24","2016-11-16","2016-12-13",null,null,"139807/2016","Městys Chlum u Třeboně","Městys Chlum u Třeboně","3114-651630-00246816-3/2","Chlum u Třeboně- Chalupy, Vinohrady, stoková síť",null,null,"Třeboň","Chlum u Třeboně","kanalizace","Ing. Martin Růžička",null,"KUCBAWZ0DW2T"]
["2015-12-03","2015-12-21","2016-01-07",null,null,"89642/2015","Obec Český Rudolec","Obec Český Rudolec","3104-623105-00246441-1/1","Rudolec Studny-VDJ Rudolec ",null,null,"Dačice","Český Rudolec","vodovod","Pavel Grup",null,"KUCBAWZ0DW2T"]
["2015-12-03","2015-12-21","2016-01-07",null,null,"89642/2015","Obec Český Rudolec","Obec Český Rudolec","3104-691763-00246441-1/1","Markvarec studny-VDJ Markvarec",null,null,"Dačice","Český Rudolec","vodovod","Pavel Grup",null,"KUCBAWZ0DW2T"]
["2015-12-03","2015-12-21","2016-01-07",null,null,"89642/2015","Obec Český Rudolec","Obec Český Rudolec","3104-692301-00246441-1/1","Matějovec studny-VDJ Matějovec",null,null,"Dačice","Český Rudolec","vodovod","Pavel Grup",null,"KUCBAWZ0DW2T"]
["2015-12-03","2015-12-21","2016-01-07",null,null,"89642/2015","Obec Český Rudolec","Obec Český Rudolec","3104-623105-00246441-1/2","Český Rudolec, RVS",null,null,"Dačice","Český Rudolec","vodovod","Pavel Grup",null,"KUCBAWZ0DW2T"]
["2015-12-03","2015-12-21","2016-01-07",null,null,"89642/2015","Obec Český Rudolec","Obec Český Rudolec","3104-691763-00246441-1/2","Markvarec, RVS",null,null,"Dačice","Český Rudolec","vodovod","Pavel Grup",null,"KUCBAWZ0DW2T"]
["2015-12-03","2015-12-21","2016-01-07",null,null,"89642/2015","Obec Český Rudolec","Obec Český Rudolec","3104-692301-00246441-1/2","Matějovec, RVS",null,null,"Dačice","Český Rudolec","vodovod","Pavel Grup",null,"KUCBAWZ0DW2T"]
["2015-12-03","2015-12-21","2016-01-07",null,null,"89642/2015","Obec Český Rudolec","Obec Český Rudolec","3104-623105-00246441-2/1","Český Rudolec, zdroje",null,null,"Dačice","Český Rudolec","vodovod","Pavel Grup",null,"KUCBAWZ0DW2T"]
["2015-12-03","2015-12-21","2016-01-07",null,null,"89642/2015","Obec Český Rudolec","Obec Český Rudolec","3104-691763-00246441-2/1","Markvarec, zdroje",null,null,"Dačice","Český Rudolec","vodovod","Pavel Grup",null,"KUCBAWZ0DW2T"]
["2015-12-03","2015-12-21","2016-01-07",null,null,"89642/2015","Obec Český Rudolec","Obec Český Rudolec","3104-692301-00246441-2/1","Matějovec, zdroj",null,null,"Dačice","Český Rudolec","vodovod","Pavel Grup",null,"KUCBAWZ0DW2T"]
["2015-12-03","2015-12-21","2016-01-07",null,null,"89642/2015","Obec Český Rudolec","Obec Český Rudolec","3104-623105-00246441-3/1","Český Rudolec, kanalizace",null,null,"Dačice","Český Rudolec","kanalizace","Pavel Grup",null,"KUCBAWZ0DW2T"]
["2015-12-03","2015-12-21","2016-01-07",null,null,"89642/2015","Obec Český Rudolec","Obec Český Rudolec","3104-691763-00246441-3/1","Markvarec,kanalizace do VKV",null,null,"Dačice","Český Rudolec","kanalizace","Pavel Grup",null,"KUCBAWZ0DW2T"]
["2015-12-03","2015-12-21","2016-01-07",null,null,"89642/2015","Obec Český Rudolec","Obec Český Rudolec","3104-692301-00246441-3/1","Matějovec,kanalizace do VKV",null,null,"Dačice","Český Rudolec","kanalizace","Pavel Grup",null,"KUCBAWZ0DW2T"]
["2015-12-03","2015-12-21","2016-01-07",null,null,"89642/2015","Obec Český Rudolec","Obec Český Rudolec","3104-623105-00246441-4/1","Český Rudolec, ČOV",null,null,"Dačice","Český Rudolec","kanalizace","Pavel Grup",null,"KUCBAWZ0DW2T"]
["2015-12-10","2016-01-04","2016-01-26",null,null,"90756/2015","Obec Tchořovice","Obec Tchořovice","3101-766976-00667871-1/1","vodovod Tchořovice",null,"změna 49280/2025","Blatná","Tchořovice","vodovod","Ing. Ilona Saifertová",null,"KUCBAWZ0DW2T"]
["2015-12-10","2016-01-04","2016-01-26",null,null,"90756/2015","Obec Tchořovice","Obec Tchořovice","3101-766976-00667871-1/2","přiváděcí řad",null,"změna 49280/2025","Blatná","Tchořovice","vodovod","Ing. Ilona Saifertová",null,"KUCBAWZ0DW2T"]
["2015-12-10","2016-01-04","2016-01-26",null,null,"90756/2015","Obec Tchořovice","Obec Tchořovice","3101-766976-00667871-2/1","Úpravna vody Tchořovice",null,"změna 49280/2025","Blatná","Tchořovice","vodovod","Ing. Ilona Saifertová",null,"KUCBAWZ0DW2T"]
["2015-12-18","2016-01-05","2016-01-26",null,null,"93501/2015","Obec Rosička","Obec Rosička","3105-741353-00666904-1/1","vodovod Rosička",null,"změna 136835/2019","Jindřichův Hradec","Rosička","vodovod","Ing. Martin Růžička",null,"KUCBAWZ0DW2T"]
["2015-12-18","2016-01-05","2016-01-26",null,null,"93501/2015","Obec Rosička","Obec Rosička","3105-741353-00666904-3/1","kanalizace Rosička",null,"změna 136835/2019","Jindřichův Hradec","Rosička","kanalizace","Ing. Martin Růžička",null,"KUCBAWZ0DW2T"]
["2019-11-22","2019-12-20","2020-01-14",null,null,"136835/2019","Obec Rosička","Obec Rosička","3105-741353-00666904-2/1","Úpravna vody Rosička",null,null,"Jindřichův Hradec","Rosička","vodovod","Ing. Martin Růžička"]
["2016-01-04","2016-01-11","2016-02-02",null,null,"698/2016","Město Stráž nad Nežárkou","Město Stráž nad Nežárkou","3105-756377-00247502-1/1","RVS Stráž nad Nežárkou",null,"změna 60657/2018, změna 141905/2021","Jindřichův Hradec","Stráž nad Nežárkou","vodovod","Pavel Grup",null,"KUCBAWZ0DW2T"]
["2016-01-04","2016-01-11","2016-02-02",null,null,"698/2016","Město Stráž nad Nežárkou","Město Stráž nad Nežárkou","3105-629456-00247502-1/1","RVS Dolní Lhota",null,"změna 60657/2018, změna 141905/2021","Jindřichův Hradec","Stráž nad Nežárkou","vodovod","Pavel Grup",null,"KUCBAWZ0DW2T"]
["2016-01-04","2016-01-11","2016-02-02",null,null,"698/2016","Město Stráž nad Nežárkou","Město Stráž nad Nežárkou","3105-756377-00247502-3/1","SS Stráž nad Nežárkou",null,"změna 60657/2018, změna 141905/2021","Jindřichův Hradec","Stráž nad Nežárkou","kanalizace","Pavel Grup",null,"KUCBAWZ0DW2T"]
["2016-01-04","2016-01-11","2016-02-02",null,null,"698/2016","Město Stráž nad Nežárkou","Město Stráž nad Nežárkou","3105-756377-00247502-4/1","ČOV Stráž nad Nežárkou",null,"změna 60657/2018, změna 141905/2021","Jindřichův Hradec","Stráž nad Nežárkou","kanalizace","Pavel Grup",null,"KUCBAWZ0DW2T"]
["2021-12-21","2022-01-18","2022-02-15",null,null,"141905/2021","Město Stráž nad Nežárkou","Město Stráž nad Nežárkou","3105-629456-00247502-4/1","ČOV Dolní Lhota",null,null,"Jindřichův Hradec","Stráž nad Nežárkou","kanalizace","Pavel Grup"]
["2021-12-21","2022-01-18","2022-02-15",null,null,"141905/2021","Město Stráž nad Nežárkou","Město Stráž nad Nežárkou","3105-629456-00247502-3/1","Kanalizace Dolní Lhota",null,null,"Jindřichův Hradec","Stráž nad Nežárkou","kanalizace","Pavel Grup"]
["2016-01-07","2016-01-11","2016-01-30",null,null,"2568/2016","Obec Chotýčany","Obec Chotýčany","3102-653501-00581402-3/1","Kanalizační stoky",null,"Zrušeno 42004/2018","České Budějovice","Chotýčany","kanalizace","Ing. Michal Manda",null,"KUCBAWZ0DW2T"]
["2016-03-08","2016-03-29","2016-04-14",null,null,"34661/2016","ČEVAK a.s.","Estate Invest CB s.r.o.","3102-753131-26103923-1/1","Srubec - rozvodná vodovodní síť",null,"Zrušeno 22183/2018","České Budějovice","Srubec","vodovod","Ing. Martin Kalač",null,"KUCBAWZ0DW2T"]
["2016-03-08","2016-03-29","2016-04-14",null,null,"34661/2016","ČEVAK a.s.","Estate Invest CB s.r.o.","3102-753131-26103923-3/1","Srubec - kanalizace v ulici Hodějovická",null,"Zrušeno 22183/2018","České Budějovice","Srubec","kanalizace","Ing. Martin Kalač",null,"KUCBAWZ0DW2T"]
["2016-04-17","2016-04-20","2016-05-11",null,null,"51414/2016","Obec Záhoří","Obec Záhoří","3112-790044-00667285-3/1","Stoková síť Záhoří",null,null,"Tábor","Záhoří","kanalizace","Ing. Zdenka Sosnová",null,"KUCBAWZ0DW3O"]
["2016-04-17","2016-04-20","2016-05-11",null,null,"51414/2016","Obec Záhoří","Obec Záhoří","3112-790044-00667285-1/1","RVS Záhoří",null,null,"Tábor","Záhoří","vodovod","Ing. Zdenka Sosnová",null,"KUCBAWZ0DW3O"]
["2016-06-06","2016-06-07","2016-06-29",null,null,"78605/2016","Obec Vlkov","Obec Vlkov","3110-784061-00667269-3/1","SS 1 Vlkov",null,null,"Soběslav","Vlkov","kanalizace","Ing. František Sedláček",null,"KUCBAWZ0DW3O"]
["2016-06-06","2016-06-07","2016-06-29",null,null,"78605/2016","Obec Vlkov","Obec Vlkov","3110-784061-00667269-4/1","ČOV 1 Vlkov",null,null,"Soběslav","Vlkov","kanalizace","Ing. František Sedláček",null,"KUCBAWZ0DW3O"]
["2016-06-06","2016-06-07","2016-06-29",null,null,"78605/2016","Obec Vlkov","Obec Vlkov","3110-784061-00667269-3/2","SS 2 Vlkov",null,null,"Soběslav","Vlkov","kanalizace","Ing. František Sedláček",null,"KUCBAWZ0DW3O"]
["2016-06-06","2016-06-07","2016-06-29",null,null,"78605/2016","Obec Vlkov","Obec Vlkov","3110-784061-00667269-4/2","ČOV 2 Vlkov",null,null,"Soběslav","Vlkov","kanalizace","Ing. František Sedláček",null,"KUCBAWZ0DW3O"]
["2016-06-06","2016-06-07","2016-06-29",null,null,"78605/2016","Obec Vlkov","Obec Vlkov","3110-784061-00667269-1/1","Vodovodní přivaděč Vlkov",null,null,"Soběslav","Vlkov","vodovod","Ing. František Sedláček",null,"KUCBAWZ0DW3O"]
["2016-06-06","2016-06-07","2016-06-29",null,null,"78605/2016","Obec Vlkov","Obec Vlkov","3110-784061-00667269-1/2","Rozvodný řad Vlkov",null,null,"Soběslav","Vlkov","vodovod","Ing. František Sedláček",null,"KUCBAWZ0DW3O"]
["2016-06-21","2016-07-12","2016-08-03",null,null,"88352/2016","Obec Nová Pec","Obec Nová Pec","3109-705225-00250619-1/1","Nová Pec vodovod",null,null,"Prachatice","Nová Pec","vodovod","Ing. Igor Kasalický",null,"KUCBAWZ0DW3O"]
["2016-06-21","2016-07-12","2016-08-03",null,null,"88352/2016","Obec Nová Pec","Obec Nová Pec","3109-705225-00250619-2/1","Nová Pec zdroje",null,null,"Prachatice","Nová Pec","vodovod","Ing. Igor Kasalický",null,"KUCBAWZ0DW3O"]
["2016-06-21","2016-07-12","2016-08-03",null,null,"88352/2016","Obec Nová Pec","Obec Nová Pec","3109-705225-00250619-3/1","Nová Pec kanalizace",null,null,"Prachatice","Nová Pec","kanalizace","Ing. Igor Kasalický",null,"KUCBAWZ0DW3O"]
["2016-06-21","2016-07-12","2016-08-03",null,null,"88352/2016","Obec Nová Pec","Obec Nová Pec","3109-705225-00250619-4/1","Nová Pec ČOV",null,null,"Prachatice","Nová Pec","kanalizace","Ing. Igor Kasalický",null,"KUCBAWZ0DW3O"]
["2016-06-28","2016-07-11","2016-07-29",null,null,"92593/2016","Obec Horní Pěna","Obec Horní Pěna","3105-643661-00246719-3/2","Horní Pěna, kanalizace",null,null,"Jindřichův Hradec","Horní Pěna","kanalizace","Ing. Zdeněk Král",null,"KUCBAWZ0DW3O"]
["2016-06-28","2016-07-11","2016-07-29",null,null,"92593/2016","Obec Horní Pěna","Obec Horní Pěna","3105-643661-00246719-4/1","Horní Pěna, ČOV",null,null,"Jindřichův Hradec","Horní Pěna","kanalizace","Ing. Zdeněk Král",null,"KUCBAWZ0DW3O"]
["2016-07-12","2016-08-01","2016-08-19",null,null,"97979/2016","Vltavotýnská teplárenská a.s.","Obec Dynín","3102-634255-00244864-1/1","RVS Dynín",null,"změněno 37316/2020","České Budějovice","Dynín","vodovod","Ing. David Fučík",null,"KUCBAWZ0DW3O"]
["2016-07-12","2016-08-01","2016-08-19",null,null,"97979/2016","Vltavotýnská teplárenská a.s.","Obec Dynín","3102-634255-00244864-3/1","KS Dynín",null,"změněno 37316/2020","České Budějovice","Dynín","kanalizace","Ing. David Fučík",null,"KUCBAWZ0DW3O"]
["2016-07-12","2016-08-01","2016-08-19",null,null,"97979/2016","Vltavotýnská teplárenská a.s.","Obec Dynín","3102-634255-00244864-4/1","ČOV Dynín",null,"změněno 37316/2020","České Budějovice","Dynín","kanalizace","Ing. David Fučík",null,"KUCBAWZ0DW3O"]
["2016-07-12","2016-08-01","2016-08-19",null,null,"97979/2016","Vltavotýnská teplárenská a.s.","Obec Dynín","3102-634271-00244864-1/1","RVS Lhota u Dynína",null,"změněno 37316/2020","České Budějovice","Dynín","vodovod","Ing. David Fučík",null,"KUCBAWZ0DW3O"]
["2016-07-12","2016-08-01","2016-08-19",null,null,"97979/2016","Vltavotýnská teplárenská a.s.","Obec Dynín","3102-634271-00244864-1/2","RVS Lhotský Dvůr",null,"změněno 37316/2020","České Budějovice","Dynín","vodovod","Ing. David Fučík",null,"KUCBAWZ0DW3O"]
["2016-07-14","2016-08-03","2016-08-20",null,null,"99635/2016","ČEVAK a.s.","Bílý Radek, Stočes Jiří","3102-622486-23061972-3/1","České Budějovice, kanalizace v ulici V. Nováka",null,null,"České Budějovice","České Budějovice","kanalizace","Ing. Martin Kalač",null,"KUCBAWZ0DW3O"]
["2016-07-14","2016-08-03","2016-08-20",null,null,"99635/2016","ČEVAK a.s.","Bílý Radek, Stočes Jiří","3102-622486-23061972-1/1","České Budějovice, vodovod v ulici V. Nováka",null,null,"České Budějovice","České Budějovice","vodovod","Ing. Martin Kalač",null,"KUCBAWZ0DW3O"]
["2016-08-23","2016-09-12","2016-10-04",null,null,"113822/2016","Radouňská vodohospodářská společnost a.s.","Obec Horní Skrýchov","3105-740322-00666882-1/1","Vodovod Horní Skrýchov",null,"zrušeno 70443/2017","Jindřichův Hradec","Horní Skrýchov","vodovod","Pavel Grup",null,"KUCBAWZ0DW3O"]
["2016-08-30","2016-09-19","2016-10-07",null,null,"116208/2016","ČEVAK a.s.","Obec Staré Město pod Landštejnem","3105-754595-00247499-1/2","Staré Město pod Landštejnem, RVS",null,null,"Jindřichův Hradec","Staré Město pod Landštejnem","vodovod","Ing. Martin Kalač",null,"KUCBAWZ0DW3O"]
["2016-08-30","2016-09-19","2016-10-07",null,null,"116208/2016","ČEVAK a.s.","Obec Staré Město pod Landštejnem","3105-754579-00247499-1/1","Pomezí + Landštejn, RVS",null,null,"Jindřichův Hradec","Staré Město pod Landštejnem","vodovod","Ing. Martin Kalač",null,"KUCBAWZ0DW3O"]
["2016-08-30","2016-10-03","2016-10-20",null,null,"116300/2016","ČEVAK a.s.","Obec Cizkrajov","3104-617873-00246409-1/1","Cizkrajov, Dolní Bolíkov - vodovodní řad",null,"změna 145011/2023","Dačice","Cizkrajov","vodovod","Ing. Martin Kalač",null,"KUCBAWZ0DW3O"]
["2023-12-07","2024-01-17","2024-02-07",null,null,"145011/2023","ČEVAK a.s.","Obec Cizkrajov","3104-617881-00246409-1/1","Cizkrajov - Holešice, Mutná - vodovodní řad",null,null,"Dačice","Cizkrajov","vodovod","Ing. Martin Kalač"]
["2016-09-19","2016-10-05","2016-10-22",null,null,"123754/2016","Obec Polná na Šumavě","Obec Polná na Šumavě","3103-930466-04498356-1/1","Rozvodná vodovodní síť Květušín",null,"změna 145016/2023","Český Krumlov","Polná","vodovod","Ing. Petr Hanslík",null,"KUCBAWZ0DW3O"]
["2016-09-19","2016-10-05","2016-10-22",null,null,"123754/2016","Obec Polná na Šumavě","Obec Polná na Šumavě","3103-930466-04498356-2/1","zdroj a úpravna vody Květušín",null,"změna 145016/2023","Český Krumlov","Polná","vodovod","Ing. Petr Hanslík",null,"KUCBAWZ0DW3O"]
["2016-09-19","2016-10-05","2016-10-22",null,null,"123754/2016","Obec Polná na Šumavě","Obec Polná na Šumavě","3103-930466-04498356-3/1","Stoková síť Květušín",null,"změna 145016/2023","Český Krumlov","Polná","kanalizace","Ing. Petr Hanslík",null,"KUCBAWZ0DW3O"]
["2016-09-19","2016-10-05","2016-10-22",null,null,"123754/2016","Obec Polná na Šumavě","Obec Polná na Šumavě","3103-930466-04498356-4/1","ČOV Květušín",null,"změna 145016/2023","Český Krumlov","Polná","kanalizace","Ing. Petr Hanslík",null,"KUCBAWZ0DW3O"]
["2016-09-19","2016-10-05","2016-10-22",null,null,"123754/2016","Obec Polná na Šumavě","Obec Polná na Šumavě","3103-930466-04498356-1/2","RVS Polná",null,"změna 145016/2023","Český Krumlov","Polná","vodovod","Ing. Petr Hanslík",null,"KUCBAWZ0DW3O"]
["2016-09-19","2016-10-05","2016-10-22",null,null,"123754/2016","Obec Polná na Šumavě","Obec Polná na Šumavě","3103-930466-04498356-2/2","jímání Polná na Šumavě",null,"změna 145016/2023","Český Krumlov","Polná","vodovod","Ing. Petr Hanslík",null,"KUCBAWZ0DW3O"]
["2016-09-19","2016-10-05","2016-10-22",null,null,"123754/2016","Obec Polná na Šumavě","Obec Polná na Šumavě","3103-930466-04498356-3/2","stoková síť Polná",null,"změna 145016/2023","Český Krumlov","Polná","kanalizace","Ing. Petr Hanslík",null,"KUCBAWZ0DW3O"]
["2016-09-19","2016-10-05","2016-10-22",null,null,"123754/2016","Obec Polná na Šumavě","Obec Polná na Šumavě","3103-930466-04498356-4/2","ČOV Polná na Šumavě",null,"změna 145016/2023","Český Krumlov","Polná","kanalizace","Ing. Petr Hanslík",null,"KUCBAWZ0DW3O"]
["2016-10-06","2016-11-02","2016-11-30",null,null,"131400/2016","ČEVAK a.s.","Ing. Petr Beneš","3103-619868-67652123-1/1","Černá v Pošumaví - Beneš, vodovodní síť",null,"zrušeno 68703/2025","Český Krumlov","Černá v Pošumaví","vodovod","Ing. Martin Kalač",null,"KUCBAWZ0DW3O"]
["2016-10-06","2016-11-02","2016-11-30",null,null,"131400/2016","ČEVAK a.s.","Ing. Petr Beneš","3103-619868-37652123-3/1","Černá v Pošumaví - Beneš, stoková síť",null,"zrušeno 68703/2025","Český Krumlov","Černá v Pošumaví","kanalizace","Ing. Martin Kalač",null,"KUCBAWZ0DW3O"]
["2016-10-06","2016-11-02","2016-11-19",null,null,"131407/2016","ČEVAK a.s.","Spolek Kobylnice","3103-684309-26574055-3/1","Lipno, Spolek Kobylnice - stoková síť",null,null,"Český Krumlov","Lipno nad Vltavou","kanalizace","Ing. Martin Kalač",null,"KUCBAWZ0DW3O"]
["2016-12-05","2016-12-22","2017-01-10",null,null,"156054/2016","ČEVAK a.s.","ALPS s.r.o.","3103-643700-28068939-4/1","Hůrka - Lipno nádraží ČOV",null,"Zrušeno 39826/2024","Český Krumlov","Horní Planá","kanalizace","Ing. Martin Kalač",null,"KUCBAWZ0DW3O"]
["2016-12-19","2017-01-17","2017-02-02",null,null,"161836/2016","ČEVAK a.s.","Obec Zvíkov","3106-704067-00665681-2/1","Zvíkov- ÚV",null,null,"Kaplice","Zvíkov","vodovod","Ing. Martin Kalač",null,"KUCBAWZ0DW3O"]
["2016-12-19","2017-01-17","2017-02-02",null,null,"161836/2016","ČEVAK a.s.","Obec Zvíkov","3106-704067-00665681-1/1","Zvíkov -přiváděcí řad surové vody do ÚV",null,null,"Kaplice","Zvíkov","vodovod","Ing. Martin Kalač",null,"KUCBAWZ0DW3O"]
["2016-12-19","2017-01-17","2017-02-02",null,null,"161836/2016","ČEVAK a.s.","Obec Zvíkov","3106-704067-00665681-1/2","Zvíkov - vodovodní síť",null,null,"Kaplice","Zvíkov","vodovod","Ing. Martin Kalač",null,"KUCBAWZ0DW3O"]
["2017-02-24","2017-04-03","2017-04-26",null,null,"28911/2017","Obec Dražíč","Obec Dražíč","3115-632198-00249637-3/1","Kanalizační síť",null,null,"Týn nad Vltavou","Dražíč","kanalizace","Pavel Grup",null,"KUCBAWZ0DW3O"]
["2017-02-24","2017-04-03","2017-04-26",null,null,"28911/2017","Obec Dražíč","Obec Dražíč","3115-632198-00249637-4/1","ČOV Dražíč",null,null,"Týn nad Vltavou","Dražíč","kanalizace","Pavel Grup",null,"KUCBAWZ0DW3O"]
["2017-02-24","2017-04-03","2017-04-26",null,null,"28911/2017","Obec Dražíč","Obec Dražíč","3115-632198-00249637-2/1","Vrty D3 a D4 ",null,null,"Týn nad Vltavou","Dražíč","vodovod","Pavel Grup",null,"KUCBAWZ0DW3O"]
["2017-02-24","2017-04-03","2017-04-26",null,null,"28911/2017","Obec Dražíč","Obec Dražíč","3115-632198-00249637-1/3","Spojovací potrubí mezi vrty ",null,null,"Týn nad Vltavou","Dražíč","vodovod","Pavel Grup",null,"KUCBAWZ0DW3O"]
["2017-02-24","2017-04-03","2017-04-26",null,null,"28911/2017","Obec Dražíč","Obec Dražíč","3115-632198-00249637-1/1","Přiváděcí řad od vrtů do obce ",null,null,"Týn nad Vltavou","Dražíč","vodovod","Pavel Grup",null,"KUCBAWZ0DW3O"]
["2017-02-24","2017-04-03","2017-04-26",null,null,"28911/2017","Obec Dražíč","Obec Dražíč","3115-632198-00249637-1/2","Rozvodná vodovodní síť ",null,null,"Týn nad Vltavou","Dražíč","vodovod","Pavel Grup",null,"KUCBAWZ0DW3O"]
["2017-02-24","2017-04-03","2017-04-26",null,null,"28915/2017","Obec Drhovice","Obec Drhovice","3112-632171-00512605-1/1","Vodovod Drhovice",null,"změna 152297/2022","Tábor","Drhovice","vodovod","Ing. František Sedláček",null,"KUCBAWZ0DW3O"]
["2022-12-16","2023-02-07","2023-03-08",null,null,"152297/2022","Obec Drhovice","Obec Drhovice","3112-632171-00512605-3/1","Kanalizace Drhovice",null,null,"Tábor","Drhovice","kanalizace","Ing. František Sedláček"]
["2022-12-16","2023-02-07","2023-03-08",null,null,"152297/2022","Obec Drhovice","Obec Drhovice","3112-632171-00512605-4/1","ČOV Drhovice",null,null,"Tábor","Drhovice","kanalizace","Ing. František Sedláček"]
["2017-02-24","2017-03-16","2017-04-08",null,null,"28924/2017","Obec Hadravova Rosička","Obec Hadravova Rosička","3105-705306-00666394-3/1","Kanalizační síť Hadravova Rosička",null,null,"Jindřichův Hradec","Hadravova Rosička","kanalizace","Pavel Grup",null,"KUCBAWZ0DW3O"]
["2017-02-24","2017-03-16","2017-04-08",null,null,"28924/2017","Obec Hadravova Rosička","Obec Hadravova Rosička","3105-705306-00666394-4/1","ČOV Hadravova Rosička",null,null,"Jindřichův Hradec","Hadravova Rosička","kanalizace","Pavel Grup",null,"KUCBAWZ0DW3O"]
["2017-02-23","2017-02-28","2017-03-17",null,null,"28702/2017","Obec Horní Skrýchov","Obec Horní Skrýchov","3105-740322-00666882-3/1","Horní Skrýchov, kanalizace",null,null,"Jindřichův Hradec","Horní Skrýchov","kanalizace","Ing. Zdeněk Král",null,"KUCBAWZ0DW4J"]
["2017-02-23","2017-02-28","2017-03-17",null,null,"28702/2017","Obec Horní Skrýchov","Obec Horní Skrýchov","3105-740322-00666882-4/1","Horní Skrýchov, ČOV",null,null,"Jindřichův Hradec","Horní Skrýchov","kanalizace","Ing. Zdeněk Král",null,"KUCBAWZ0DW4J"]
["2017-02-24","2017-03-16","2017-04-06",null,null,"29324/2017","ČEVAK a.s.","Hospodářská park České Velenice a.s.","3114-622711-42408563-1/1","České Velenice - Hospodářský park, vodovodní síť",null,null,"Třeboň","České Velenice","vodovod","Ing. Martin Kalač",null,"KUCBAWZ0DW4J"]
["2017-02-24","2017-03-16","2017-04-06",null,null,"29324/2017","ČEVAK a.s.","Hospodářská park České Velenice a.s.","3114-622711-42408563-3/1","České Velenice - Hospodářský park, stoková síť",null,null,"Třeboň","České Velenice","kanalizace","Ing. Martin Kalač",null,"KUCBAWZ0DW4J"]
["2017-03-16","2017-03-29","2017-04-20",null,null,"36808/2017","Obec Pojbuky","Obec Pojbuky","3112-724980-00667081-1/1","PŘ VDJ Pojbuky - RVS Pojbuky ",null,"změna 29425/2021","Tábor","Pojbuky","vodovod","Ing. Václav Fučík",null,"KUCBAWZ0DW4J"]
["2017-03-16","2017-03-29","2017-04-20",null,null,"36808/2017","Obec Pojbuky","Obec Pojbuky","3112-725005-00667081-2/1","vrty HJ-2, HJ-3 30m, 26m - Kú Zadní Střítež",null,"změna 29425/2021","Tábor","Pojbuky","vodovod","Ing. Václav Fučík",null,"KUCBAWZ0DW4J"]
["2017-03-16","2017-03-29","2017-04-20",null,null,"36808/2017","Obec Pojbuky","Obec Pojbuky","3112-724980-00667081-1/2","RVS Pojbuky",null,"změna 29425/2021","Tábor","Pojbuky","vodovod","Ing. Václav Fučík",null,"KUCBAWZ0DW4J"]
["2017-03-16","2017-03-29","2017-04-20",null,null,"36808/2017","Obec Pojbuky","Obec Pojbuky","3112-724980-00667081-3/1","SS Pojbuky",null,"změna 29425/2021","Tábor","Pojbuky","kanalizace","Ing. Václav Fučík",null,"KUCBAWZ0DW4J"]
["2017-03-16","2021-04-01","2021-05-01",null,null,"29425/2021","Obec Pojbuky","Obec Pojbuky","3112-724980-00667081-2/2","Vrt HV 5 Pojbuky",null,null,"Tábor","Pojbuky","vodovod","Ing. Václav Fučík"]
["2017-03-16","2021-04-01","2021-05-01",null,null,"29425/2021","Obec Pojbuky","Obec Pojbuky","3112-724980-00667081-1/3","PŘ nový vrt HV 5 Pojbuky - VDJ Pojbuky",null,null,"Tábor","Pojbuky","vodovod","Ing. Václav Fučík"]
["2017-03-22","2017-04-11","2017-04-29",null,null,"39209/2017","Obec Studená","STAGRA s.r.o.","3104-748714-45023123-2/1","Vodní zdroj - Studny S1 a S2",null,"změna 41985/2022","Dačice","Studená","vodovod","Luděk Pricl",null,"KUCBAWZ0DW4J"]
["2017-03-22","2017-04-11","2017-04-29",null,null,"39209/2017","Obec Studená","STAGRA s.r.o.","3104-748714-45023123-1/1","Svodný řad",null,"změna 41985/2022","Dačice","Studená","vodovod","Luděk Pricl",null,"KUCBAWZ0DW4J"]
["2017-03-22","2017-04-11","2017-05-10",null,null,"38997/2017","PRVOK s.r.o.","Obec Čížkrajice","3113-624128-00581674-1/1","PŘ Slavče - Chvalkov",null,null,"Trhové Sviny ","Čížkrajice","vodovod","Ing. Radek Mára",null,"KUCBAWZ0DW4J"]
["2017-03-22","2017-04-11","2017-05-10",null,null,"38997/2017","PRVOK s.r.o.","Obec Čížkrajice","3113-624128-00581674-1/4","RVS Chvalkov",null,null,"Trhové Sviny ","Čížkrajice","vodovod","Ing. Radek Mára",null,"KUCBAWZ0DW4J"]
["2017-03-22","2017-04-11","2017-05-10",null,null,"38997/2017","PRVOK s.r.o.","Obec Čížkrajice","3113-624128-00581674-1/2","PŘ Chvalkov - Čížkrajice",null,null,"Trhové Sviny ","Čížkrajice","vodovod","Ing. Radek Mára",null,"KUCBAWZ0DW4J"]
["2017-03-22","2017-04-11","2017-05-10",null,null,"38997/2017","PRVOK s.r.o.","Obec Čížkrajice","3113-624128-00581674-1/5","RVS Čížkrajice",null,null,"Trhové Sviny ","Čížkrajice","vodovod","Ing. Radek Mára",null,"KUCBAWZ0DW4J"]
["2017-03-22","2017-04-11","2017-05-10",null,null,"38997/2017","PRVOK s.r.o.","Obec Čížkrajice","3113-624128-00581674-1/3","PŘ Čížkrajice - Boršíkov",null,null,"Trhové Sviny ","Čížkrajice","vodovod","Ing. Radek Mára",null,"KUCBAWZ0DW4J"]
["2017-03-22","2017-04-11","2017-05-10",null,null,"38997/2017","PRVOK s.r.o.","Obec Čížkrajice","3113-624128-00581674-1/6","RVS Boršíkov",null,null,"Trhové Sviny ","Čížkrajice","vodovod","Ing. Radek Mára",null,"KUCBAWZ0DW4J"]
["2017-04-13","2017-05-10","2017-05-30",null,null,"50142/2017","ČEVAK a.s.","Spolek obcí Chlum u Třeboně, Staňkov a Hamr","3114-637017-70907366-3/1","Chlum u Třeboně - ČOV Hamr, přiváděcí stoka",null,null,"Třeboň",null,"vodovod","Ing. Martin Kalač",null,"KUCBAWZ0DW4J"]
["2017-04-13","2017-05-10","2017-05-30",null,null,"50142/2017","ČEVAK a.s.","Spolek obcí Chlum u Třeboně, Staňkov a Hamr","3114-637017-70907366-4/1","Hamr, ČOV",null,null,"Třeboň",null,"vodovod","Ing. Martin Kalač",null,"KUCBAWZ0DW4J"]
["2017-04-13","2017-05-10","2017-05-30",null,null,"50142/2017","ČEVAK a.s.","Spolek obcí Chlum u Třeboně, Staňkov a Hamr","3114-651630-70907366-3/1","Staňkov-Chlum u Třeboně, přiváděcí stoka",null,null,"Třeboň",null,"vodovod","Ing. Martin Kalač",null,"KUCBAWZ0DW4J"]
["2017-05-22","2017-07-18","2017-08-03",null,null,"63718/2017","ČEVAK a.s.","Fruko - Schulz s.r.o.","3105-660523-46679421-3/1","J. Hradec, Fruko Schulz, stoková síť",null,null,"Jindřichův Hradec","Jindřichův Hradec","kanalizace","Ing. Martin Kalač",null,"KUCBAWZ0DW4J"]
["2017-06-20","2017-06-28","2017-07-18",null,null,"76526/2017","PRVOK s.r.o.","Obec Hrdějovice","3102-648001-00244961-1/1","PŘ z VDJ Těšín ",null,"zrušeno 2970/2022","České Budějovice","Hrdějovice","vodovod","Ing. Radek Mára",null,"KUCBAWZ0DW4J"]
["2017-06-20","2017-06-28","2017-07-18",null,null,"76526/2017","PRVOK s.r.o.","Obec Hrdějovice","3102-648001-00244961-1/2","RVS Hrdějovice",null,"zrušeno 2970/2022","České Budějovice","Hrdějovice","vodovod","Ing. Radek Mára",null,"KUCBAWZ0DW4J"]
["2017-06-20","2017-06-28","2017-07-18",null,null,"76526/2017","PRVOK s.r.o.","Obec Hrdějovice","3102-648001-00244961-1/3","PŘ VSJČ pro Opatovice",null,"zrušeno 2970/2022","České Budějovice","Hrdějovice","vodovod","Ing. Radek Mára",null,"KUCBAWZ0DW4J"]
["2017-06-20","2017-06-28","2017-07-18",null,null,"76526/2017","PRVOK s.r.o.","Obec Hrdějovice","3102-648001-00244961-1/4","RVS Opatovice",null,"zrušeno 2970/2022","České Budějovice","Hrdějovice","vodovod","Ing. Radek Mára",null,"KUCBAWZ0DW4J"]
["2017-06-20","2017-06-28","2017-07-18",null,null,"76526/2017","PRVOK s.r.o.","Obec Hrdějovice","3102-648001-00244961-3/1","Stoková síť Hrdějovice",null,"zrušeno 2970/2022","České Budějovice","Hrdějovice","kanalizace","Ing. Radek Mára",null,"KUCBAWZ0DW4J"]
["2017-07-18","2017-08-11","2017-09-02",null,null,"88118/2017","ČEVAK a.s.","Obec Horní Skrýchov","3105-740322-00666882-1/1","Horní Skrýchov - vodovodní řad",null,null,"Jindřichův Hradec","Horní Skrýchov","vodovod","Ing. Martin Kalač",null,"KUCBAWZ0DW4J"]
["2017-08-09","2017-08-25","2017-09-14",null,null,"96522/2017","Radouňská vodohospodářská společnost a.s.","Obec Majdalena","3114-689904-00247065-3/1","Kanalizační stoky Majdalena",null,"zrušeno 146158/2017","Třeboň","Majdalena","kanalizace","Pavel Grup",null,"KUCBAWZ0DW4J"]
["2017-08-09","2017-08-25","2017-09-14",null,null,"96522/2017","Radouňská vodohospodářská společnost a.s.","Obec Majdalena","3114-689904-00247065-4/1","ČOV Majdalena",null,"zrušeno 146158/2017","Třeboň","Majdalena","kanalizace","Pavel Grup",null,"KUCBAWZ0DW4J"]
["2017-08-09","2017-08-25","2017-09-15",null,null,"96521/2017","Radouňská vodohospodářská společnost a.s.","Obec Klec","3114-666009-00666467-3/1","Kanalizační síť Klec",null,"zrušeno 146407/2017","Třeboň","Klec","kanalizace","Pavel Grup",null,"KUCBAWZ0DW4J"]
["2017-08-09","2017-08-25","2017-09-15",null,null,"96521/2017","Radouňská vodohospodářská společnost a.s.","Obec Klec","3114-666009-00666467-4/1","ČOV Klec",null,"zrušeno 146407/2017","Třeboň","Klec","kanalizace","Pavel Grup",null,"KUCBAWZ0DW4J"]
["2017-08-22","2017-09-12","2017-09-28",null,null,"100408/2017","ČEVAK a.s.","DJ Reality s.r.o.","3105-740322-02411181-3/1","Horní Skrýchov, DJ reality - stoková síť",null,null,"Jindřichův Hradec","Horní Skrýchov","kanalizace","Ing. Martin Kalač",null,"KUCBAWZ0DW4J"]
["2017-11-14","2017-12-05","2017-12-21",null,null,"134118/2017","ČEVAK a.s.","Lipno Dreams s.r.o.","3103-684309-28066740-3/1","Lipno nad Vltavou, Slupečná, Lipno dreams - stoková síť",null,null,"Český Krumlov","Lipno nad Vltavou","kanalizace","Ing. Martin Kalač",null,"KUCBAWZ0DW4J"]
["2017-11-14","2017-12-05","2017-12-21",null,null,"134118/2017","ČEVAK a.s.","Lipno Dreams s.r.o.","3103-684309-28066740-1/1","Lipno nad Vltavou, Slupečná, Lipno Dreams - vodovodní síť",null,null,"Český Krumlov","Lipno nad Vltavou","vodovod","Ing. Martin Kalač",null,"KUCBAWZ0DW4J"]
["2017-11-23","2017-12-18","2018-01-09",null,null,"137649/2017","ČEVAK a.s.","JIHOSTAV spol.s.r.o.","3102-686204-14501112-1/1","Litvínovice ZTV U Zlaté stoky východ - vodovodní síť",null,null,"České Budějovice","Litvínovice","vodovod","Ing. Martin Kalač",null,"KUCBAWZ0DW4J"]
["2017-11-23","2017-12-18","2018-01-09",null,null,"137649/2017","ČEVAK a.s.","JIHOSTAV spol.s.r.o.","3102-686204-14501112-3/1","Litvínovice ZTV U Zlaté stoky východ - stoková síť",null,null,"České Budějovice","Litvínovice","kanalizace","Ing. Martin Kalač",null,"KUCBAWZ0DW4J"]
["2017-11-27","2017-12-19","2018-01-27",null,null,"138854/2017","Obec Jílovice","Obec Jílovice","3113-660141-00245038-1/1","Jílovice - vodovodní síť",null,"změna 22468/2024","Trhové Sviny ","Jílovice","vodovod","Ing. Radek Mára",null,"KUCBAWZ0DW4J"]
["2017-11-27","2017-12-19","2018-01-27",null,null,"138854/2017","Obec Jílovice","Obec Jílovice","3113-660141-00245038-2/1","Jílovice - vrt HV1",null,"změna 22468/2024","Trhové Sviny ","Jílovice","vodovod","Ing. Radek Mára",null,"KUCBAWZ0DW4J"]
["2017-11-27","2017-12-19","2018-01-27",null,null,"138854/2017","Obec Jílovice","Obec Jílovice","3113-660141-00245038-3/1","Jílovice - stoková síť",null,"změna 22468/2024","Trhové Sviny ","Jílovice","kanalizace","Ing. Radek Mára",null,"KUCBAWZ0DW4J"]
["2017-11-27","2017-12-19","2018-01-27",null,null,"138854/2017","Obec Jílovice","Obec Jílovice","3113-660141-00245038-4/1","Jílovice - ČOV",null,"změna 22468/2024","Trhové Sviny ","Jílovice","kanalizace","Ing. Radek Mára",null,"KUCBAWZ0DW4J"]
["2017-11-27","2017-12-19","2018-01-27",null,null,"138854/2017","Obec Jílovice","Obec Jílovice","3113-667773-00245038-1/1","Kojákovice - vodovodní síť",null,"změna 22468/2024","Trhové Sviny ","Jílovice","vodovod","Ing. Radek Mára",null,"KUCBAWZ0DW4J"]
["2017-11-27","2017-12-19","2018-01-27",null,null,"138854/2017","Obec Jílovice","Obec Jílovice","3113-667773-00245038-2/1","Kojákovice - ÚV",null,"změna 22468/2024","Trhové Sviny ","Jílovice","vodovod","Ing. Radek Mára",null,"KUCBAWZ0DW4J"]
["2017-11-27","2017-12-19","2018-01-27",null,null,"138854/2017","Obec Jílovice","Obec Jílovice","3113-761940-00245038-1/1","Šalmanovice - vodovodní síť",null,"změna 22468/2024","Trhové Sviny ","Jílovice","vodovod","Ing. Radek Mára",null,"KUCBAWZ0DW4J"]
["2017-11-27","2017-12-19","2018-01-27",null,null,"138854/2017","Obec Jílovice","Obec Jílovice","3113-761940-00245038-2/1","Šalmanovice - ÚV",null,"změna 22468/2024","Trhové Sviny ","Jílovice","vodovod","Ing. Radek Mára",null,"KUCBAWZ0DW4J"]
["2024-02-12","2024-03-01","2024-03-22",null,null,"22468/2024","Obec Jílovice","Obec Jílovice","3113-660141-00245038-1/2 ","Přívodní řad Jílovice nádraží",null,null,"Trhové Sviny ","Jílovice","vodovod","Ing. Radek Mára"]
["2024-02-12","2024-03-01","2024-03-22",null,null,"22468/2024","Obec Jílovice","Obec Jílovice","3113-660141-00245038-1/3","RVS Jílovice - nádraží",null,null,"Trhové Sviny ","Jílovice","vodovod","Ing. Radek Mára"]
["2024-02-12","2024-03-01","2024-03-22",null,null,"22468/2024","Obec Jílovice","Obec Jílovice","3113-667781-00245038-1/1","Přívodní řad Lipnice - Kramolín",null,null,"Trhové Sviny ","Jílovice","vodovod","Ing. Radek Mára"]
["2024-02-12","2024-03-01","2024-03-22",null,null,"22468/2024","Obec Jílovice","Obec Jílovice","3113-667781-00245038-1/2","RVS Kramolín",null,null,"Trhové Sviny ","Jílovice","vodovod","Ing. Radek Mára"]
["2024-02-12","2024-03-01","2024-03-22",null,null,"22468/2024","Obec Jílovice","Obec Jílovice","3113-667790-00245038-1/1","RVS Lipnice",null,null,"Trhové Sviny ","Jílovice","vodovod","Ing. Radek Mára"]
["2018-02-12","2018-03-01","2018-03-27",null,null,"22184/2018","ČEVAK a.s.","EICB Trading s.r.o.","3102-753131-04833589-3/1","Srubec-kanalizace v ulici Hodějovická",null,"zrušeno 124003/2018","České Budějovice","Srubec","kanalizace","Ing. Martin Kalač"]
["2018-02-12","2018-03-01","2018-03-27",null,null,"22184/2018","ČEVAK a.s.","EICB Trading s.r.o.","3102-753131-04833589-1/1","Srubec- vodovod v ulici Hodějovická",null,"zrušeno 124003/2018","České Budějovice","Srubec","vodovod","Ing. Martin Kalač"]
["2018-02-12","2018-03-01","2018-03-17",null,null,"21895/2018","ČEVAK a.s.","Obec Čepřovice","3111-619612-00228702-1/1","Čepřovice - přívodní řad: prameniště - VDJ Čepřovice",null,null,"Strakonice","Čepřovice","vodovod","Ing. Martin Kalač"]
["2018-02-12","2018-03-01","2018-03-17",null,null,"21895/2018","ČEVAK a.s.","Obec Čepřovice","3111-619612-00228702-1/2","Čepřovice - vodovodní síť",null,null,"Strakonice","Čepřovice","vodovod","Ing. Martin Kalač"]
["2018-02-12","2018-03-01","2018-03-17",null,null,"21895/2018","ČEVAK a.s.","Obec Čepřovice","3111-619612-00228702-2/1","Čepřovice - prameniště",null,null,"Strakonice","Čepřovice","vodovod","Ing. Martin Kalač"]
["2018-02-15","2018-03-13","2018-03-30",null,null,"23966/2018","Obec Vícemil","Obec Vícemil","3105-781479-00666891-1/6","Vodovodní řád",null,null,"Jindřichův Hradec","Vícemil","vodovod","Ing. Lenka Procházková"]
["2018-02-15","2018-03-13","2018-03-30",null,null,"23966/2018","Obec Vícemil","Obec Vícemil","3105-781479-00666891-2/1","Stavba pro úpravu vody",null,null,"Jindřichův Hradec","Vícemil","vodovod","Ing. Lenka Procházková"]
["2018-02-15","2018-03-13","2018-03-30",null,null,"23966/2018","Obec Vícemil","Obec Vícemil","3105-781479-00666891-3/1","Kanalizační stoky",null,null,"Jindřichův Hradec","Vícemil","kanalizace","Ing. Lenka Procházková"]
["2018-02-15","2018-03-13","2018-03-30",null,null,"23966/2018","Obec Vícemil","Obec Vícemil","3105-781479-00666891-4/1","ČOV BIO CLEANER-BC 150",null,null,"Jindřichův Hradec","Vícemil","kanalizace","Ing. Lenka Procházková"]
["2018-02-15","2018-03-13","2018-04-06",null,null,"23974/2018","ČEVAK a.s.","Obec Majdalena","3114-689904-00247065-3/1","Majdalena, stoková síť",null,null,"Třeboň","Majdalena","kanalizace","Ing. Martin Kalač"]
["2018-02-15","2018-03-13","2018-04-06",null,null,"23974/2018","ČEVAK a.s.","Obec Majdalena","3114-689904-00247065-4/1","Majdalena, ČOV",null,null,"Třeboň","Majdalena","kanalizace","Ing. Martin Kalač"]
["2018-02-15","2018-03-13","2018-03-29",null,null,"23977/2018","ČEVAK a.s.","Obec Přísečná","3103-736147-00246107-3/1","Přísečná, stoková síť",null,null,"Český Krumlov","Přísečná","kanalizace","Ing. Martin Kalač"]
["2018-02-15","2018-03-13","2018-03-29",null,null,"23977/2018","ČEVAK a.s.","Obec Přísečná","3103-736147-00246107-4/1","Přísečná, ČOV",null,null,"Český Krumlov","Přísečná","kanalizace","Ing. Martin Kalač"]
["2018-03-08","2018-03-29","2018-04-24",null,null,"34262/2018","Obec Nišovice","Obec Nišovice","3111-704636-00667757-3/1","Stoková síť Nišovice",null,null,"Strakonice","Nišovice","kanalizace","Ing. Martina Doležalová"]
["2018-03-08","2018-03-29","2018-04-24",null,null,"34262/2018","Obec Nišovice","Obec Nišovice","3111-704636-00667757-4/1","ČOV Nišovice",null,null,"Strakonice","Nišovice","kanalizace","Ing. Martina Doležalová"]
["2018-03-08","2018-03-29","2018-04-24",null,null,"34262/2018","Obec Nišovice","Obec Nišovice","3111-704636-00667757-1/1","RVS Nišovice",null,null,"Strakonice","Nišovice","vodovod","Ing. Martina Doležalová"]
["2018-03-09","2018-04-11","2018-05-15",null,null,"35131/2018","Alteris s.r.o.","Ing. Iveta Lippertová, Mgr.Ing. Miloš Lippert","3116-753386-13031981-1/1","Vodovod Hotelu Zadov - rozvodný řad",null,null,"Vimperk","Stachy","vodovod","Stanislav Bohuslav"]
["2018-03-09","2018-04-11","2018-05-15",null,null,"35131/2018","Alteris s.r.o.","Ing. Iveta Lippertová, Mgr.Ing. Miloš Lippert","3116-753386-13031981-2/1","Vodovod Hotelu Zadov - jímání",null,null,"Vimperk","Stachy","vodovod","Stanislav Bohuslav"]
["2018-05-28","2018-06-14","2018-07-10",null,null,"72031/2018","ČEVAK a.s.","AVALON Racing s.r.o.","3103-662038-26089718-1/1","St. Dobrkovice, Šindelářův lán - vodovodní síť",null,null,"Český Krumlov","Kájov","vodovod","Ing. Martin Kalač"]
["2018-05-28","2018-06-14","2018-07-10",null,null,"72031/2018","ČEVAK a.s.","AVALON Racing s.r.o.","3103-662038-26089718-3/1","St. Dobrkovice, Šindelářův lán - stoková síť",null,null,"Český Krumlov","Kájov","kanalizace","Ing. Martin Kalač"]
["2018-05-28","2018-06-14","2018-07-10",null,null,"72034/2018","ČEVAK a.s.","Obec Klec","3114-666009-00666467-4/1","Klec, ČOV",null,null,"Třeboň","Klec","kanalizace","Ing. Martin Kalač"]
["2018-05-28","2018-06-14","2018-07-10",null,null,"72034/2018","ČEVAK a.s.","Obec Klec","3114-666009-00666467-3/1","Klec, stoková síť",null,null,"Třeboň","Klec","kanalizace","Ing. Martin Kalač"]
["2018-05-29","2018-07-16","2018-08-09",null,null,"72339/2018","PRVOK s.r.o.","Obec Truskovice","3117-651125-00667889-3/1","Stoková síť Truskovice",null,"Změna 127989/2018, zrušeno 149587/2024","Vodňany","Truskovice ","kanalizace","Ing. Radek Mára"]
["2018-05-29","2018-07-16","2018-08-09",null,null,"72339/2018","PRVOK s.r.o.","Obec Truskovice","3117-651125-00667889-4/1","ČOV Truskovice",null,"Změna 127989/2018, zrušeno 149587/2024","Vodňany","Truskovice ","kanalizace","Ing. Radek Mára"]
["2018-10-10","2018-10-30","2018-11-29",null,null,"124989/2018","PRVOK s.r.o.","Obec Truskovice","3117-651125-00667889-1/1","RVS Truskovice",null,"zrušeno 149587/2024","Vodňany","Truskovice ","vodovod","Ing. Radek Mára"]
["2018-10-10","2018-10-30","2018-11-29",null,null,"124989/2018","PRVOK s.r.o.","Obec Truskovice","3117-651125-00667889-2/1","Vrty Truskovice",null,"zrušeno 149587/2024","Vodňany","Truskovice ","vodovod","Ing. Radek Mára"]
["2018-10-10","2018-10-30","2018-11-29",null,null,"124989/2018","PRVOK s.r.o.","Obec Truskovice","3117-651125-00667889-2/2","ÚV Truskovice",null,"zrušeno 149587/2024","Vodňany","Truskovice ","vodovod","Ing. Radek Mára"]
["2018-08-06","2018-08-22","2018-09-14",null,null,"102073/2018","Obec Kváskovice","Obec Kváskovice","3111-678201-00667625-1/1","Přívodní řád z vodojemu Skály",null,"změna 26676/2022","Strakonice","Kváskovice","vodovod","Ing. Luděk Míka"]
["2018-08-06","2018-08-22","2018-09-14",null,null,"102073/2018","Obec Kváskovice","Obec Kváskovice","3111-678201-00667625-1/2","Rozvodná vodovodní síť",null,"změna 26676/2022","Strakonice","Kváskovice","vodovod","Ing. Luděk Míka"]
["2018-08-14","2018-08-31","2018-09-21",null,null,"105013/2018","Obec Hlasivo","Obec Hlasivo","3112-638838-00582492-4/1","Hlasivo ČOV",null,null,"Tábor","Hlasivo","kanalizace","Ing. Václav Fučík"]
["2018-08-14","2018-08-31","2018-09-21",null,null,"105013/2018","Obec Hlasivo","Obec Hlasivo","3112-638838-00582492-3/1","Hlasivo stoková síť",null,null,"Tábor","Hlasivo","kanalizace","Ing. Václav Fučík"]
["2018-10-24","2018-11-22","2018-12-12",null,null,"130952/2018","ČEVAK a.s.","RSI Residence s.r.o.","3102-753131-05036445-1/1","Srubec - vodovod v ulici Hodějovická",null,null,"České Budějovice","Srubec","vodovod","Ing. Martin Kalač"]
["2018-10-24","2018-11-22","2018-12-12",null,null,"130952/2018","ČEVAK a.s.","RSI Residence s.r.o.","3102-753131-05036445-3/1","Srubec - kanalizace v ulici Hodějovická",null,null,"České Budějovice","Srubec","kanalizace","Ing. Martin Kalač"]
["2018-11-06","2018-11-23","2018-12-14",null,null,"136476/2018","Obec Vesce","Obec Vesce","3110-780430-00667234-1/1","RVS Vesce/Mokrá",null,"zrušeno 119284/2019","Soběslav","Vesce","vodovod","Ing. Václav Fučík"]
["2018-11-13","2018-11-29","2018-12-19",null,null,"139254/2018","Obec Tvrzice","Obec Tvrzice","3109-772062-00250767-1/1","výtlačný řad z vrtu do VDJ",null,"změna 1800/2025","Prachatice","Tvrzice","vodovod","Ing. Martin Sellner"]
["2018-11-13","2018-11-29","2018-12-19",null,null,"139254/2018","Obec Tvrzice","Obec Tvrzice","3109-772062-00250767-1/2","RVS Tvrzice",null,"změna 1800/2025","Prachatice","Tvrzice","vodovod","Ing. Martin Sellner"]
["2018-11-13","2018-11-29","2018-12-19",null,null,"139254/2018","Obec Tvrzice","Obec Tvrzice","3109-772062-00250767-2/1","vrt Tvrzice",null,"změna 1800/2025","Prachatice","Tvrzice","vodovod","Ing. Martin Sellner"]
["2018-11-13","2018-11-29","2018-12-19",null,null,"139254/2018","Obec Tvrzice","Obec Tvrzice","3109-772062-00250767-3/1","kanalizace Tvrzice",null,"změna 1800/2025","Prachatice","Tvrzice","kanalizace","Ing. Martin Sellner"]
["2018-11-13","2018-11-29","2018-12-19",null,null,"139254/2018","Obec Tvrzice","Obec Tvrzice","3109-772062-00250767-4/1","ČOV Tvrzice",null,"změna 1800/2025","Prachatice","Tvrzice","kanalizace","Ing. Martin Sellner"]
["2018-12-04","2020-01-16","2020-02-06",null,null,"147710/2018","NEZDARA - instalatérství s.r.o.","Město Strmilov","3105-756962-00247511-1/1","RVS Kunžatecká ulice",null,"zrušeno 119953/2022","Jindřichův Hradec","Strmilov","vodovod","Milan Nezdara"]
["2018-12-04","2020-01-16","2020-02-06",null,null,"147710/2018","NEZDARA - instalatérství s.r.o.","Město Strmilov","3105-756962-00247511-1/1","studna Kunžatecká",null,"zrušeno 119953/2022","Jindřichův Hradec","Strmilov","vodovod","Milan Nezdara"]
["2018-12-04","2020-01-16","2020-02-06",null,null,"147710/2018","NEZDARA - instalatérství s.r.o.","Město Strmilov","3105-621650-00247511-2/2","Obecní studny S4,S5,S6",null,"zrušeno 119953/2022","Jindřichův Hradec","Strmilov","vodovod","Milan Nezdara"]
["2018-12-04","2020-01-16","2020-02-06",null,null,"147710/2018","NEZDARA - instalatérství s.r.o.","Město Strmilov","3105-756962-00247511-1/1","PŘ Strmilov",null,"Změna 119953/2022","Jindřichův Hradec","Strmilov","vodovod","Milan Nezdara"]
["2018-12-04","2020-01-16","2020-02-06",null,null,"147710/2018","NEZDARA - instalatérství s.r.o.","Město Strmilov","3105-756962-00247511-1/2","RVS Strmilov",null,"Změna 119953/2022","Jindřichův Hradec","Strmilov","vodovod","Milan Nezdara"]
["2018-12-04","2020-01-16","2020-02-06",null,null,"147710/2018","NEZDARA - instalatérství s.r.o.","Město Strmilov","3105-756962-00247511-3/1","KS 1 Strmilov",null,"Změna 119953/2022","Jindřichův Hradec","Strmilov","kanalizace","Milan Nezdara"]
["2018-12-04","2020-01-16","2020-02-06",null,null,"147710/2018","NEZDARA - instalatérství s.r.o.","Město Strmilov","3105-756962-00247511-3/2","KS 2 Strmilov",null,"Změna 119953/2022","Jindřichův Hradec","Strmilov","kanalizace","Milan Nezdara"]
["2018-12-04","2020-01-16","2020-02-06",null,null,"147710/2018","NEZDARA - instalatérství s.r.o.","Město Strmilov","3105-756962-00247511-4/1","ČOV Strmilov",null,"Změna 119953/2022","Jindřichův Hradec","Strmilov","kanalizace","Milan Nezdara"]
["2018-12-04","2020-01-16","2020-02-06",null,null,"147710/2018","NEZDARA - instalatérství s.r.o.","Město Strmilov","3105-717509-00247511-1/1","RVS Palupín",null,"Změna 119953/2022","Jindřichův Hradec","Strmilov","vodovod","Milan Nezdara"]
["2018-12-04","2020-01-16","2020-02-06",null,null,"147710/2018","NEZDARA - instalatérství s.r.o.","Město Strmilov","3105-717509-00247511-2/1","ATS Palupín",null,"Změna 119953/2022","Jindřichův Hradec","Strmilov","vodovod","Milan Nezdara"]
["2018-12-04","2020-01-16","2020-02-06",null,null,"147710/2018","NEZDARA - instalatérství s.r.o.","Město Strmilov","3105-717509-00247511-3/1","KS Palupín",null,"Změna 119953/2022","Jindřichův Hradec","Strmilov","kanalizace","Milan Nezdara"]
["2018-12-04","2020-01-16","2020-02-06",null,null,"147710/2018","NEZDARA - instalatérství s.r.o.","Město Strmilov","3105-621650-00247511-2/1","Studna S7 Česká Olešná",null,"Změna 119953/2022","Jindřichův Hradec","Strmilov","vodovod","Milan Nezdara"]
["2018-12-04","2020-01-16","2020-02-06",null,null,"147710/2018","NEZDARA - instalatérství s.r.o.","Město Strmilov","3105-621650-00247511-3/1","Kanalizace Česká Olešná",null,"Změna 119953/2022","Jindřichův Hradec","Strmilov","kanalizace","Milan Nezdara"]
["2018-12-04","2020-01-16","2020-02-06",null,null,"147710/2018","NEZDARA - instalatérství s.r.o.","Město Strmilov","3105-621650-00247511-1/2","RVS Česká Olešná",null,"Změna 119953/2022","Jindřichův Hradec","Strmilov","vodovod","Milan Nezdara"]
["2018-12-04","2020-01-16","2020-02-06",null,null,"147710/2018","NEZDARA - instalatérství s.r.o.","Město Strmilov","3105-621650-00247511-1/1","PŘ Česká Olešná",null,"Změna 119953/2022","Jindřichův Hradec","Strmilov","vodovod","Milan Nezdara"]
["2018-12-04","2020-01-16","2020-02-06",null,null,"147710/2018","NEZDARA - instalatérství s.r.o.","Město Strmilov","3105-756962-00247511-2/2","Sběrná studně HV3",null,"Změna 119953/2022","Jindřichův Hradec","Strmilov","vodovod","Milan Nezdara"]
["2022-10-04","2022-10-26","2022-11-19",null,null,"119953/2022","NEZDARA - instalatérství s.r.o.","Město Strmilov","3105-756962-00247511-2/1","studna Kunžatecká"]
["2018-12-07","2020-01-15","2020-02-05",null,null,"149353/2018","ČEVAK a.s.","Za Vrchem, z.s.","3116-782084-06459790-1/1","Vimperk - ZTV Za Vrchem - vodovodní síť",null,null,"Vimperk","Vimperk","vodovod","Ing. Martin Kalač"]
["2018-12-07","2020-01-15","2020-02-05",null,null,"149353/2018","ČEVAK a.s.","Za Vrchem, z.s.","3116-782084-06459790-3/1","Vimperk - ZTV Za Vrchem - stoková síť",null,null,"Vimperk","Vimperk","kanalizace","Ing. Martin Kalač"]
["2019-01-08","2019-01-18","2019-02-06",null,null,"2414/2019","obec Lásenice","obec Lásenice","3105-679160-00246972-3/1","Lásenice, stoková síť",null,null,"Jindřichův Hradec","Lásenice","kanalizace","Ing. Zdeněk Král"]
["2019-01-08","2019-01-18","2019-02-06",null,null,"2414/2019","obec Lásenice","obec Lásenice","3105-679160-00246972-4/1","Lásenice, ČOV",null,null,"Jindřichův Hradec","Lásenice","kanalizace","Ing. Zdeněk Král"]
["2019-01-30","2020-02-13","2020-03-13",null,null,"15506/2019","obec Hlavatce","obec Hlavatce","3110-638943-00252263-1/1","VODOVOD HLAVATCE - VYHNANICE, RVS VYHNANICE",null,null,"Soběslav","Hlavatce","vodovod","Bc. Petr Míka"]
["2019-01-30","2020-02-13","2020-03-13",null,null,"15506/2019","obec Hlavatce","obec Hlavatce","3110-638935-00252263-1/1","VODOVOD HLAVATCE - VYHNANICE, RVS HLAVATCE",null,null,"Soběslav","Hlavatce","vodovod","Bc. Petr Míka"]
["2019-01-30","2020-02-13","2020-03-13",null,null,"15506/2019","obec Hlavatce","obec Hlavatce","3110-638943-00252263-1/2","VODOVOD HLAVATCE - VYHNANICE PŘ I (prameniště - ČS)",null,null,"Soběslav","Hlavatce","vodovod","Bc. Petr Míka"]
["2019-01-30","2020-02-13","2020-03-13",null,null,"15506/2019","obec Hlavatce","obec Hlavatce","3110-638935-00252263-1/2","VODOVOD HLAVATCE - VYHNANICE PŘ II ČS - VDJ",null,null,"Soběslav","Hlavatce","vodovod","Bc. Petr Míka"]
["2019-01-30","2020-02-13","2020-03-13",null,null,"15506/2019","obec Hlavatce","obec Hlavatce","3110-638943-00252263-2/1","ČS HLAVATCE - VYHNANICE",null,null,"Soběslav","Hlavatce","vodovod","Bc. Petr Míka"]
["2019-01-30","2020-02-13","2020-03-13",null,null,"15506/2019","obec Hlavatce","obec Hlavatce","3110-638943-00252263-3/1","STOKOVÁ SÍ´Ť VYHNANICE",null,null,"Soběslav","Hlavatce","kanalizace","Bc. Petr Míka"]
["2019-01-30","2020-02-13","2020-03-13",null,null,"15506/2019","obec Hlavatce","obec Hlavatce","3110-638935-00252263-3/1","STOKOVÁ SÍŤ HLAVATCE",null,null,"Soběslav","Hlavatce","kanalizace","Bc. Petr Míka"]
["2019-04-17","2019-05-29","2019-06-20",null,null,"46536/2019","obec Úlehle","obec Úlehle","3111-774146-00667901-1/1","přiváděcí řad",null,"již povolený vodovod č. 449 se stejným IČME","Strakonice","Úlehle ","vodovod","Ing. Luděk Míka"]
["2019-04-17","2019-05-29","2019-06-20",null,null,"46536/2019","obec Úlehle","obec Úlehle","3111-774146-00667901-1/2","rozvodná vodovodní síť",null,null,"Strakonice","Úlehle ","vodovod","Ing. Luděk Míka"]
["2019-06-13","2019-07-23","2019-08-10",null,null,"69944/2019","ČEVAK a.s.","obec Rodvínov","3105-740349-00247375-1/1","Rodvínov, vodovodní síť",null,null,"Jindřichův Hradec","Rodvínov","vodovod","Ing. Martin Kalač"]
["2019-06-13","2019-07-23","2019-08-10",null,null,"69944/2019","ČEVAK a.s.","obec Rodvínov","3105-740349-00247375-1/2","Rodvínov - přívodní řad: vrty - ÚV",null,null,"Jindřichův Hradec","Rodvínov","vodovod","Ing. Martin Kalač"]
["2019-06-13","2019-07-23","2019-08-10",null,null,"69944/2019","ČEVAK a.s.","obec Rodvínov","3105-740349-00247375-2/1","Rodvínov, ÚV",null,null,"Jindřichův Hradec","Rodvínov","vodovod","Ing. Martin Kalač"]
["2019-06-13","2019-07-23","2019-08-10",null,null,"69944/2019","ČEVAK a.s.","obec Rodvínov","3105-740349-00247375-3/1","Rodvínov, stoková síť",null,null,"Jindřichův Hradec","Rodvínov","kanalizace","Ing. Martin Kalač"]
["2019-06-13","2019-07-23","2019-08-10",null,null,"69944/2019","ČEVAK a.s.","obec Rodvínov","3105-740349-00247375-4/1","Rodvínov, ČOV",null,null,"Jindřichův Hradec","Rodvínov","kanalizace","Ing. Martin Kalač"]
["2019-06-13","2019-07-23","2019-08-10",null,null,"69944/2019","ČEVAK a.s.","obec Rodvínov","3105-740331-00247375-1/1","Jindřiš, RVS",null,null,"Jindřichův Hradec","Rodvínov","vodovod","Ing. Martin Kalač"]
["2019-06-13","2019-07-23","2019-08-10",null,null,"69944/2019","ČEVAK a.s.","obec Rodvínov","3105-740331-00247375-3/1","Jindřiš, KS vč. PSK a VŘ",null,null,"Jindřichův Hradec","Rodvínov","kanalizace","Ing. Martin Kalač"]
["2019-05-30","2019-07-11","2019-08-07",null,null,"62862/2019","obec Dolní Hořice","obec Dolní Hořice","3112-708607-00252191-1/3","PŘ pr. zářez Oblajovice -  sběrna Oblajovice",null,null,"Tábor","Dolní Hořice","vodovod","Ing. Václav Fučík"]
["2019-05-30","2019-07-11","2019-08-07",null,null,"62862/2019","obec Dolní Hořice","obec Dolní Hořice","3112-708607-00252191-1/4","PŘ sběrna Oblajovice - VDJ Lejčkov ",null,null,"Tábor","Dolní Hořice","vodovod","Ing. Václav Fučík"]
["2019-05-30","2019-07-11","2019-08-07",null,null,"62862/2019","obec Dolní Hořice","obec Dolní Hořice","3112-708607-00252191-2/2","Pramenní zářez",null,null,"Tábor","Dolní Hořice","vodovod","Ing. Václav Fučík"]
["2019-05-30","2019-07-11","2019-08-07",null,null,"62862/2019","obec Dolní Hořice","obec Dolní Hořice","3112-708607-00252191-2/3","Pramenní sběrna Oblajovice",null,null,"Tábor","Dolní Hořice","vodovod","Ing. Václav Fučík"]
["2019-05-30","2019-07-11","2019-08-07",null,null,"62862/2019","obec Dolní Hořice","obec Dolní Hořice","3112-629138-00252191-1/1","RVS Lejčkov",null,null,"Tábor","Dolní Hořice","vodovod","Ing. Václav Fučík"]
["2019-05-30","2019-07-11","2019-08-07",null,null,"62862/2019","obec Dolní Hořice","obec Dolní Hořice","3112-652814-00252191-3/1","Stoková síť Chotčiny",null,null,"Tábor","Dolní Hořice","kanalizace","Ing. Václav Fučík"]
["2019-05-30","2019-07-11","2019-08-07",null,null,"62862/2019","obec Dolní Hořice","obec Dolní Hořice","3112-629103-00252191-3/1","Stoková síť Dolní Hořice",null,null,"Tábor","Dolní Hořice","kanalizace","Ing. Václav Fučík"]
["2019-05-30","2019-07-11","2019-08-07",null,null,"62862/2019","obec Dolní Hořice","obec Dolní Hořice","3112-629103-00252191-3/2","Stoková síť Horní Hořice",null,null,"Tábor","Dolní Hořice","kanalizace","Ing. Václav Fučík"]
["2019-07-30","19.8.2019","15.9.2019",null,null,"87852/2019","obec Dobev","obec Dobev","3108-626881-00249629-3/1","KS Dobev",null,null,"Písek","Dobev","kanalizace","Jan Rot"]
["2019-07-30","19.8.2019","15.9.2019",null,null,"87852/2019","obec Dobev","obec Dobev","3108-626911-00249629-3/1","KS Velké Nepodřice",null,null,"Písek","Dobev","kanalizace","Jan Rot"]
["2019-07-30","19.8.2019","15.9.2019",null,null,"87852/2019","obec Dobev","obec Dobev","3108-626911-00249629-3/2","KS Malé Nepodřice",null,null,"Písek","Dobev","kanalizace","Jan Rot"]
["2019-07-30","19.8.2019","15.9.2019",null,null,"87852/2019","obec Dobev","obec Dobev","3108-626902-00249629-3/1","KS Oldřichov u Písku",null,null,"Písek","Dobev","kanalizace","Jan Rot"]
["2019-07-30","19.8.2019","15.9.2019",null,null,"87852/2019","obec Dobev","obec Dobev","3108-626881-00249629-4/1","ČOV Dobev",null,null,"Písek","Dobev","kanalizace","Jan Rot"]
["2019-07-30","19.8.2019","15.9.2019",null,null,"87852/2019","obec Dobev","obec Dobev","3108-626911-00249629-3/1","4x výusť (V1 a,b) Velké Nepodřice",null,null,"Písek","Dobev","kanalizace","Jan Rot"]
["2019-07-30","19.8.2019","15.9.2019",null,null,"87852/2019","obec Dobev","obec Dobev","3108-626911-00249629-3/1","1x výusť Oldřichov",null,null,"Písek","Dobev","kanalizace","Jan Rot"]
["2019-07-30","19.8.2019","15.9.2019",null,null,"87852/2019","obec Dobev","obec Dobev","3108-626911-00249629-3/1","8x výusť Dobev",null,null,"Písek","Dobev","kanalizace","Jan Rot"]
["2019-07-30","19.8.2019","15.9.2019",null,null,"87852/2019","obec Dobev","obec Dobev","3108-626911-00249629-3/2","2x výusť Malé Nepodřice",null,null,"Písek","Dobev","kanalizace","Jan Rot"]
["2019-07-30","19.8.2019","15.9.2019",null,null,"87852/2019","obec Dobev","obec Dobev","3108-626911-00249629-4/1","ČOV Dobev",null,null,"Písek","Dobev","kanalizace","Jan Rot"]
["2019-07-08","2019-08-19","2019-09-07",null,null,"79069/2019","ČEVAK a.s.","obec Bohumilice","3116-606375-00250333-1/1","Bohumilice - přív. řad: vrty HJ5, HV-6 - ÚV Bohumilice",null,null,"Vimperk","Bohumilice","vodovod","Ing. Martin Kalač"]
["2019-07-08","2019-08-19","2019-09-07",null,null,"79069/2019","ČEVAK a.s.","obec Bohumilice","3116-606375-00250333-1/2","Bohumilice - vodovodní síť",null,null,"Vimperk","Bohumilice","vodovod","Ing. Martin Kalač"]
["2019-07-08","2019-08-19","2019-09-07",null,null,"79069/2019","ČEVAK a.s.","obec Bohumilice","3116-606375-00250333-2/1","Bohumilice - ÚV",null,null,"Vimperk","Bohumilice","vodovod","Ing. Martin Kalač"]
["2019-07-08","2019-08-19","2019-09-06",null,null,"79163/2019","obec Malšín","obec Malšín","3103-715760-00475475-1/1","Vodovod Malšín",null,"změna 141501/2023","Český Krumlov","Malšín","vodovod","Ing. Petr Hanslík"]
["2019-07-08","2019-08-19","2019-09-06",null,null,"79163/2019","obec Malšín","obec Malšín","3103-715760-00475475-2/1","Jímání Malšín",null,"změna 141501/2023","Český Krumlov","Malšín","vodovod","Ing. Petr Hanslík"]
["2019-07-02","2019-08-20","2019-09-06",null,null,"77679/2019","Obec Strýčice","obec Strýčice","3102-738557-00581887-3/1","kanalizace Strýčice",null,null,"České Budějovice","Strýčice","kanalizace","Ing. Jiří Kušta, Csc."]
["2019-07-02","2019-08-20","2019-09-06",null,null,"77679/2019","Obec Strýčice","obec Strýčice","3102-738565-00581887-3/1","kanalizace Strýčice",null,null,"České Budějovice","Strýčice","kanalizace","Ing. Jiří Kušta, Csc."]
["2019-07-02","2019-08-20","2019-09-06",null,null,"77679/2019","Obec Strýčice","obec Strýčice","3102-738565-00581887-4/1","ČOV Strýčice",null,null,"České Budějovice","Strýčice","kanalizace","Ing. Jiří Kušta, Csc."]
["2019-07-29","2019-08-20","2019-09-06",null,null,"87386/2019","ČEVAK a.s.","Město Jistebnice","3112-661171-00252425-3/1","SS 1 Jistebnice(včetně 2ks ČS)",null,"zrušeno 95035/2025","Tábor","Jistebnice","kanalizace","Ing. Martin Kalač"]
["2019-07-29","2019-08-20","2019-09-06",null,null,"87386/2019","ČEVAK a.s.","Město Jistebnice","3112-661171-00252425-4/1","ČOV 1 Jistebnice",null,"změna 95035/2025","Tábor","Jistebnice","kanalizace","Ing. Martin Kalač"]
["2019-07-29","2019-08-20","2019-09-06",null,null,"87386/2019","ČEVAK a.s.","Město Jistebnice","3112-661171-00252425-3/2","SS 2 Jistebnice(včetně 2ks ČS)",null,"zrušeno 95035/2025","Tábor","Jistebnice","kanalizace","Ing. Martin Kalač"]
["2019-07-29","2019-08-20","2019-09-06",null,null,"87386/2019","ČEVAK a.s.","Město Jistebnice","3112-661171-00252425-4/2","ČOV 2 Jistebnice",null,"změna 95035/2025","Tábor","Jistebnice","kanalizace","Ing. Martin Kalač"]
["2019-07-29","2019-08-20","2019-09-06",null,null,"87386/2019","ČEVAK a.s.","Město Jistebnice","3112-661171-00252425-3/3","SS 3 Jistebnice(včetně ČS)",null,"zrušeno 95035/2025","Tábor","Jistebnice","kanalizace","Ing. Martin Kalač"]
["2019-07-29","2019-08-20","2019-09-06",null,null,"87386/2019","ČEVAK a.s.","Město Jistebnice","3112-661171-00252425-4/3","ČOV 3 Jistebnice",null,"změna 95035/2025","Tábor","Jistebnice","kanalizace","Ing. Martin Kalač"]
["2019-07-29","2019-08-20","2019-09-06",null,null,"87386/2019","ČEVAK a.s.","Město Jistebnice","3112-661171-00252425-3/4","SS 4 Jistebnice(včetně ČS)",null,"zrušeno 95035/2025","Tábor","Jistebnice","kanalizace","Ing. Martin Kalač"]
["2019-07-29","2019-08-20","2019-09-06",null,null,"87386/2019","ČEVAK a.s.","Město Jistebnice","3112-661171-00252425-4/4","ČOV 4 Jistebnice",null,"změna 95035/2025","Tábor","Jistebnice","kanalizace","Ing. Martin Kalač"]
["2019-07-29","2019-08-20","2019-09-06",null,null,"87386/2019","ČEVAK a.s.","Město Jistebnice","3112-661171-00252425-1/2","RVS Hůrka",null,"zrušeno 95035/2025","Tábor","Jistebnice","vodovod","Ing. Martin Kalač"]
["2019-07-29","2019-08-20","2019-09-06",null,null,"87386/2019","ČEVAK a.s.","Město Jistebnice","3112-608793-00252425-3/1","SS Božejovice",null,"zrušeno 95035/2025","Tábor","Jistebnice","kanalizace","Ing. Martin Kalač"]
["2019-07-29","2019-08-20","2019-09-06",null,null,"87386/2019","ČEVAK a.s.","Město Jistebnice","3112-608793-00252425-4/1","ČOV Božejovice",null,"zrušeno 95035/2025","Tábor","Jistebnice","kanalizace","Ing. Martin Kalač"]
["2019-07-29","2019-08-20","2019-09-06",null,null,"87386/2019","ČEVAK a.s.","Město Jistebnice","3112-689963-00252425-2/1","ÚV Hůrka (včetně vrtu HV-1)",null,"změna 95035/2025","Tábor","Jistebnice","vodovod","Ing. Martin Kalač"]
["2025-08-14","2025-09-17","2025-10-03",null,null,"95035/2025","ČEVAK a.s.","Město Jistebnice","3112-608793-00252425-3/1","Jistebnice - Božejovice - stoková síť",null,null,"Tábor","Jistebnice","kanalizace","Ing. Martin Kalač"]
["2025-08-14","2025-09-17","2025-10-03",null,null,"95035/2025","ČEVAK a.s.","Město Jistebnice","3112-608793-00252425-4/1","Jistebnice - Božejovice - ČOV",null,null,"Tábor","Jistebnice","kanalizace","Ing. Martin Kalač"]
["2025-08-14","2025-09-17","2025-10-03",null,null,"95035/2025","ČEVAK a.s.","Město Jistebnice","3112-661171-00252425-1/1","Jistebnice - Hůrka - vodovodní síť",null,null,"Tábor","Jistebnice","vodovod","Ing. Martin Kalač"]
["2025-08-14","2025-09-17","2025-10-03",null,null,"95035/2025","ČEVAK a.s.","Město Jistebnice","3112-661171-00252425-1/2","Jistebnice - přív.řad: vrty - ÚV Jistebnice",null,null,"Tábor","Jistebnice","vodovod","Ing. Martin Kalač"]
["2025-08-14","2025-09-17","2025-10-03",null,null,"95035/2025","ČEVAK a.s.","Město Jistebnice","3112-661171-00252425-1/3","Jistebnice - přív.řad: ÚV Jistebnice - VDJ Jistebnice",null,null,"Tábor","Jistebnice","vodovod","Ing. Martin Kalač"]
["2025-08-14","2025-09-17","2025-10-03",null,null,"95035/2025","ČEVAK a.s.","Město Jistebnice","3112-661171-00252425-1/4","Jistebnice - vodovodní síť",null,null,"Tábor","Jistebnice","vodovod","Ing. Martin Kalač"]
["2025-08-14","2025-09-17","2025-10-03",null,null,"95035/2025","ČEVAK a.s.","Město Jistebnice","3112-661171-00252425-2/1","Jistebnice - ÚV ",null,null,"Tábor","Jistebnice","vodovod","Ing. Martin Kalač"]
["2025-08-14","2025-09-17","2025-10-03",null,null,"95035/2025","ČEVAK a.s.","Město Jistebnice","3112-661171-00252425-3/1","Jistebnice - stoková síť 1",null,null,"Tábor","Jistebnice","kanalizace","Ing. Martin Kalač"]
["2025-08-14","2025-09-17","2025-10-03",null,null,"95035/2025","ČEVAK a.s.","Město Jistebnice","3112-661171-00252425-3/2","Jistebnice - stoková síť 2",null,null,"Tábor","Jistebnice","kanalizace","Ing. Martin Kalač"]
["2025-08-14","2025-09-17","2025-10-03",null,null,"95035/2025","ČEVAK a.s.","Město Jistebnice","3112-661171-00252425-3/3","Jistebnice - stoková síť 3",null,null,"Tábor","Jistebnice","kanalizace","Ing. Martin Kalač"]
["2025-08-14","2025-09-17","2025-10-03",null,null,"95035/2025","ČEVAK a.s.","Město Jistebnice","3112-661171-00252425-3/4","Jistebnice - stoková síť 4",null,null,"Tábor","Jistebnice","kanalizace","Ing. Martin Kalač"]
["2019-08-03","2019-08-28","2019-09-18",null,null,"89331/2019","obec Drahov","obec Drahov","3110-631990-00512583-3/1","Stoková síť Drahov",null,null,"Soběslav","Drahov","kanalizace","Ing. Václav Fučík"]
["2019-08-01","2019-09-10","2019-10-01",null,null,"88845/2019","ČEVAK a.s.","Obec Čejetice","3111-696935-00251054-1/1","PŘ  VRT Č1-VDJ Mladějovice",null,null,"Strakonice","Čejetice","vodovod","Ing. Olga Štíchová"]
["2019-08-01","2019-09-10","2019-10-01",null,null,"88845/2019","ČEVAK a.s.","Obec Čejetice","3111-696935-00251054-1/2","RVS Mladějovice",null,null,"Strakonice","Čejetice","vodovod","Ing. Olga Štíchová"]
["2019-08-01","2019-09-10","2019-10-01",null,null,"88845/2019","ČEVAK a.s.","Obec Čejetice","3111-696935-00251054-2/1","Mladějovice, vrt Č1",null,null,"Strakonice","Čejetice","vodovod","Ing. Olga Štíchová"]
["2019-08-01","2019-09-10","2019-10-01",null,null,"88845/2019","ČEVAK a.s.","Obec Čejetice","3111-697770-00251054-2/1","Sedlíkovice, studny, 2 jímací zářezy",null,null,"Strakonice","Čejetice","vodovod","Ing. Olga Štíchová"]
["2019-08-01","2019-09-10","2019-10-01",null,null,"88845/2019","ČEVAK a.s.","Obec Čejetice","3111-697770-00251054-1/1","Sedlíkovice, PŘ studny - VDJ",null,null,"Strakonice","Čejetice","vodovod","Ing. Olga Štíchová"]
["2019-08-01","2019-09-10","2019-10-01",null,null,"88845/2019","ČEVAK a.s.","Obec Čejetice","3111-697770-00251054-1/2","Sedlíkovice, RVS",null,null,"Strakonice","Čejetice","vodovod","Ing. Olga Štíchová"]
["2019-08-01","2019-09-10","2019-10-01",null,null,"88845/2019","ČEVAK a.s.","Obec Čejetice","3111-618951-00251054-1/1","Čejetice s místní částí Sudoměř - vodovodní síť",null,null,"Strakonice","Čejetice","vodovod","Ing. Olga Štíchová"]
["2019-09-25","2019-10-18","2019-11-07",null,null,"110129/2019","ČEVAK a.s.","Martin Hanzal","3102-649651-20021987-1/1","Hůry - ZTV Hanzal - vodovodní síť",null,null,"České Budějovice",null,"vodovod","Ing. Martin Kalač"]
["2019-09-25","2019-10-18","2019-11-07",null,null,"110129/2019","ČEVAK a.s.","Martin Hanzal","3102-649651-20021987-3/1","Hůry - ZTV Hanzal - stoková síť",null,null,"České Budějovice",null,"kanalizace","Ing. Martin Kalač"]
["2019-10-17","2019-11-11","2019-11-30",null,null,"119284/2019","obec Vesce","Obec Vesce","3110-780430-00667234-1/1","RVS Vesce/Mokrá",null,null,"Soběslav","Vesce","vodovod","Ing. Václav Fučík"]
["2019-10-17","2019-11-11","2019-11-30",null,null,"119284/2019","obec Vesce","Obec Vesce","3110-780430-00667234-3/1","stoková síť Vesce",null,null,"Soběslav","Vesce","kanalizace","Ing. Václav Fučík"]
["2019-11-08","2019-12-04","2019-12-28",null,null,"129330/2019","Obec Rakovice","Obec Rakovice","3108-623849-00512061-1/1","Vodovod Rakovice",null,"změna 24822/2020","Písek","Rakovice","vodovod","Karel Pospíšil"]
["2020-02-13","2020-03-03","2020-03-24",null,null,"24822/2020","Obec Rakovice","Obec Rakovice","3108-623849-00512061-3/1","Kanalizace Rakovice",null,null,"Písek","Rakovice","kanalizace","Karel Pospíšil"]
["2019-11-25","2019-12-20","2020-01-18",null,null,"137412/2019","PRVOK s.r.o.","Obec Pištín","3102-721115-00581844-1/1","RVS Pištín-Pašice-Češňovice",null,"změna 22193/2024","České Budějovice","Pištín","vodovod","Ing. Radek Mára"]
["2019-11-25","2019-12-20","2020-01-18",null,null,"137412/2019","PRVOK s.r.o.","Obec Pištín","3102-721115-00581844-3/1","Stoková síť Pištín",null,"změna 22193/2024","České Budějovice","Pištín","kanalizace","Ing. Radek Mára"]
["2019-11-25","2019-12-20","2020-01-18",null,null,"137412/2019","PRVOK s.r.o.","Obec Pištín","3102-721093-00581844-3/1","Stoková síť Češňovice",null,"změna 22193/2024","České Budějovice","Pištín","kanalizace","Ing. Radek Mára"]
["2019-11-25","2019-12-20","2020-01-18",null,null,"137412/2019","PRVOK s.r.o.","Obec Pištín","3102-721115-00581844-4/1","ČOV Pištín",null,"změna 22193/2024","České Budějovice","Pištín","kanalizace","Ing. Radek Mára"]
["2024-02-12","2024-03-05","2024-03-26",null,null,"22193/2024","PRVOK s.r.o.","Obec Pištín","3102-721093-00581844-1/1 ","Vodovod Zálužice",null,null,"České Budějovice","Pištín","vodovod","Ing. Radek Mára"]
["2019-12-17","17.1.2020","2020-02-18",null,null,"146964/2019","ČEPRO, a.s.","ČEPRO, a.s.","3102-608025-60193531-3/1","Kanalizace ČEPRO, a.s. Boršov",null,"zrušení 145403/2023","České Budějovice","Boršov","kanalizace","František Petřík"]
["2020-01-21","7.2.2020","2020-02-26",null,null,"12881/2020","Obec Škvořetice","Obec Škvořetice","3101-762768-00251879-1/1","vodovod Škvořetice",null,"změna 150005/2023","Blatná","Škvořetice","vodovod","Ing. Petr Hanzlík"]
["2020-01-21","7.2.2020","2020-02-26",null,null,"12881/2020","Obec Škvořetice","Obec Škvořetice","3101-762768-00251879-3/1","kanalizace Škvořetice",null,"změna 150005/2023","Blatná","Škvořetice","kanalizace","Ing. Petr Hanzlík"]
["2020-01-21","7.2.2020","2020-02-26",null,null,"12881/2020","Obec Škvořetice","Obec Škvořetice","3101-762768-00251879-4/1","ČOV Škvořetice",null,"změna 150005/2023","Blatná","Škvořetice","kanalizace","Ing. Petr Hanzlík"]
["2020-02-07","3.3.2020","2020-03-21",null,null,"21932/2020","Obec Nedabyle","Obec Nedabyle","3102-702102-00245224-4/1","ČOV Nedabyle",null,null,"České Budějovice","Nedabyle","kanalizace","Ing. Michal Manda"]
["2020-02-07","3.3.2020","2020-03-21",null,null,"21932/2020","Obec Nedabyle","Obec Nedabyle","3102-702102-00245224-3/1","Stoková síť Nedabyle",null,null,"České Budějovice","Nedabyle","kanalizace","Ing. Michal Manda"]
["2020-02-09","27.2.2020","2020-03-18",null,null,"22412/2020","Obec Drachkov","Obec Drachkov","3111-726923-46684450-3/1","Kanalizace Drachkov",null,null,"Strakonice","Drachkov","kanalizace","Petr Beran"]
["2020-02-11","2020-03-02","2020-03-31",null,null,"23506/2020","Obec Zahrádky","Obec Zahrádky","3105-790231-00666564-1/1","Zahrádky, rozvodná vodovodní síť",null,null,"Jindřichův Hradec","Zahrádky","vodovod","Ing. Zdeněk Král"]
["2020-02-11","2020-03-02","2020-03-31",null,null,"23506/2020","Obec Zahrádky","Obec Zahrádky","3105-790231-00666564-1/2","Zahrádky, přívodní řad surové vody",null,null,"Jindřichův Hradec","Zahrádky","vodovod","Ing. Zdeněk Král"]
["2020-02-11","2020-03-02","2020-03-31",null,null,"23506/2020","Obec Zahrádky","Obec Zahrádky","3105-790231-00666564-2/1","Zahrádky, studny",null,null,"Jindřichův Hradec","Zahrádky","vodovod","Ing. Zdeněk Král"]
["2020-02-11","2020-03-02","2020-03-31",null,null,"23506/2020","Obec Zahrádky","Obec Zahrádky","3105-790231-00666564-3/1","Zahrádky, kanalizace",null,null,"Jindřichův Hradec","Zahrádky","kanalizace","Ing. Zdeněk Král"]
["2020-02-11","2020-03-02","2020-03-31",null,null,"23506/2020","Obec Zahrádky","Obec Zahrádky","3105-790231-00666564-4/1","Zahrádky, čistírna odpadních vod",null,null,"Jindřichův Hradec","Zahrádky","kanalizace","Ing. Zdeněk Král"]
["2020-02-13","2020-03-10","2020-03-31",null,null,"24524/2020","Obec Člunek","Obec Člunek","3105-624306-00246468-1/2","rozvodná vodovodní síť Člunek",null,null,"Jindřichův Hradec","Člunek","vodovod","Petr Beran"]
["2020-02-13","2020-03-10","2020-03-31",null,null,"24524/2020","Obec Člunek","Obec Člunek","3105-624306-00246468-2/1","VDJ Člunek",null,null,"Jindřichův Hradec","Člunek","vodovod","Petr Beran"]
["2020-02-13","2020-03-10","2020-03-31",null,null,"24524/2020","Obec Člunek","Obec Člunek","3105-624306-00246468-3/1","Kanalizační síť",null,null,"Jindřichův Hradec","Člunek","kanalizace","Petr Beran"]
["2020-02-13","2020-03-10","2020-03-31",null,null,"24524/2020","Obec Člunek","Obec Člunek","3105-624306-00246468-1/1","Přivaděcí řad studny-VDJ 100 m2",null,null,"Jindřichův Hradec","Člunek","vodovod","Petr Beran"]
["2020-02-19","2020-03-12","2020-04-01",null,null,"27100/2020","Obec Zahájí","Obec Zahájí","3102-789755-00581372-3/1","Stoková síť Zahájí",null,"změna 66130/2023","České Budějovice","Zahájí","kanalizace","Ing. Lenka Procházková"]
["2023-05-24","2023-06-07","2023-07-11",null,null,"66130/2023","Obec Zahájí","Obec Zahájí","3102-789755-00581372-4/1","Zahájí - ČOV",null,null,"České Budějovice","Zahájí","kanalizace","Ing. Lenka Procházková"]
["2020-02-20","2020-03-12","2020-04-04",null,null,"28281/2020","Obec Božetice","Obec Božetice","3107-608840-00249556-3/1","kanalizační síť Božetice",null,"vydáno 2x,  již 45161/2019","Milevsko","Božetice","kanalizace","Ing. Václav Fučík"]
["2020-03-16","2020-04-28","2020-05-16",null,null,"40802/2020","ČEVAK a.s.","STAR VILL Lipno s.r.o.","3103-684309-27783324-1/1","STAR VILL Lipno - vodovodní síť",null,"zrušeno 4051/2024","Český Krumlov","Lipno nad Vltavou","vodovod","Ing. Martin Kalač"]
["2020-03-16","2020-04-28","2020-05-16",null,null,"40802/2020","ČEVAK a.s.","STAR VILL Lipno s.r.o.","3103-684309-27783324-3/1","STAR VILL Lipno - stková síť",null,"zrušeno 4051/2024","Český Krumlov","Lipno nad Vltavou","kanalizace","Ing. Martin Kalač"]
["2020-03-16","2020-04-29","2020-05-26",null,null,"40920/2020","ČEVAK a.s.","Dělnická kolonice Prachatice","3109-732630-22878882-1/1","Prachatice - vod. síť Za Továrnou",null,null,"Prachatice","Prachatice","vodovod","Ing. Martin Kalač"]
["2020-03-12","2020-04-29","2020-05-20",null,null,"39077/2020","ČEVAK a.s.","Zemědělské a obchodní družstvo PODHRADÍ","3112-653594-00114618-1/1","Choustník - vodovod ZD Podhradí",null,null,"Tábor","Choustník","vodovod","Ing. Martin Kalač"]
["2020-03-16","2020-04-29","2020-06-05",null,null,"43517/2020","ČEVAK a.s.","Ing. Martin Dostál, Bc. Světlana Dostálová","3109-732630-28071970-1/1","Prachatice - vod. síť Pod Tratí",null,null,"Prachatice","Prachatice","vodovod","Ing. Martin Kalač"]
["2020-03-16","2020-04-29","2020-06-05",null,null,"43517/2020","ČEVAK a.s.","Ing. Martin Dostál, Bc. Světlana Dostálová","3109-732630-28071970-3/1","Prachatice - stoková síť Pod Tratí",null,null,"Prachatice","Prachatice","kanalizace","Ing. Martin Kalač"]
["2020-03-16","2020-05-11","2020-05-28",null,null,"41591/2020","ČEVAK a.s.","Zemědělská společnost Dubné a.s.","3102-633631-26030993-1/1","Jaronice - vodovodní síť",null,null,"České Budějovice","Dubné","vodovod","Ing. Martin Kalač"]
["2020-05-21","2020-06-10","2020-07-01",null,null,"62687/2020","ČEVAK a.s.","obec Branišov","3102-633615-00581666-3/1","Branišov - stoková síť",null,"změna 47725/2025","České Budějovice","Branišov","kanalizace","Ing. Martin Kalač"]
["2020-05-21","2020-06-10","2020-07-01",null,null,"62687/2020","ČEVAK a.s.","obec Branišov","3102-633615-00581666-4/1","Branišov - ČOV",null,"změna 47725/2025","České Budějovice","Branišov","kanalizace","Ing. Martin Kalač"]
["2020-05-25","2020-06-19","2020-07-15",null,null,"63776/2020","obec Krty-Hradec","obec Krty-Hradec","3111-675181-00667609-1/1","Přiváděcí řad",null,null,"Strakonice","Krty-Hradec","vodovod","Ing. Luděk Míka"]
["2020-05-25","2020-06-19","2020-07-15",null,null,"63776/2020","obec Krty-Hradec","obec Krty-Hradec","3111-675181-00667609-1/2","Rozvodná vodovodní síť",null,null,"Strakonice","Krty-Hradec","vodovod","Ing. Luděk Míka"]
["2020-05-25","2020-06-19","2020-07-15",null,null,"63776/2020","obec Krty-Hradec","obec Krty-Hradec","3111-675181-00667609-3/1","Stoková síť",null,null,"Strakonice","Krty-Hradec","kanalizace","Ing. Luděk Míka"]
["2020-02-17","2020-06-01","2020-06-18",null,null,"26038/2020","ČEVAK a.s.","obec Zvěrotice","3110-793825-00667323-1/1","Přiváděcí řad do Zvěrotic",null,"zrušeno 123864/2025","Soběslav","Zvěrotice","vodovod","Ing. Martin Kalač"]
["2020-02-17","2020-06-01","2020-06-18",null,null,"26038/2020","ČEVAK a.s.","obec Zvěrotice","3110-793825-00667323-1/2","RVS Zvěrotice",null,"zrušeno 123864/2025","Soběslav","Zvěrotice","vodovod","Ing. Martin Kalač"]
["2025-11-04","2025-12-10","2025-12-30",null,null,"123864/2025","ČEVAK a.s.","obec Zvěrotice","3110-793825-00667323-1/1","Zvěrotice - vodovodní síť"]
["2020-03-12","2020-06-01","2020-06-18",null,null,"39072/2020","ČEVAK a.s.","EGE, spol. s r.o.","3102-639605-15771695-1/1","Hluboká nad Vlt.  - ZTV EGE - vodovodní síť",null,"zrušeno10688/2023","České Budějovice","Hluboká nad Vltavou","vodovod","Ing. Martin Kalač"]
["2020-03-12","2020-06-01","2020-06-18",null,null,"39072/2020","ČEVAK a.s.","EGE, spol. s r.o.","3102-639605-15771695-3/1","Hluboká nad Vlt.  - ZTV EGE - stoková síť",null,"zrušeno10688/2023","České Budějovice","Hluboká nad Vltavou","kanalizace","Ing. Martin Kalač"]
["2020-02-17","2020-08-05","2020-08-21",null,null,"89911/2020","ČEVAK a.s.","obec Horní Slatina","3104-644030-00666424-1/1","Horní Slatina zdroje - obec, PŘSV",null,null,"Dačice","Horní Slatina","vodovod","Ing. Martin Kalač"]
["2020-02-17","2020-08-05","2020-08-21",null,null,"89911/2020","ČEVAK a.s.","obec Horní Slatina","3104-644030-00666424-1/2","Horní Slatina, vodovodní síť",null,null,"Dačice","Horní Slatina","vodovod","Ing. Martin Kalač"]
["2020-02-17","2020-08-05","2020-08-21",null,null,"89911/2020","ČEVAK a.s.","obec Horní Slatina","3104-644030-00666424-2/1","Horní Slatina, zdroje",null,null,"Dačice","Horní Slatina","vodovod","Ing. Martin Kalač"]
["2020-03-03","2020-08-05","2020-09-05",null,null,"33641/2020","ČEVAK a.s.","Obec Drachkov","3111-726923-46684450-1/1","Drachkov RVS",null,null,"Strakonice","Drachkov","vodovod","Ing. Martin Kalač"]
["2020-03-03","2020-08-05","2020-09-05",null,null,"33641/2020","ČEVAK a.s.","Obec Drachkov","3111-726923-46684450-2/1","Drachkov ÚV, studna S1",null,null,"Strakonice","Drachkov","vodovod","Ing. Martin Kalač"]
["2020-07-08","2020-07-10","2020-07-30",null,null,"85396/2020","Obec Kožlí","Obec Kožlí","3108-712230-00582948-4/1","ČOV",null,null,"Písek","Kožlí","kanalizace","Mgr. Ivana Očásková"]
["2020-07-08","2020-07-10","2020-07-30",null,null,"85396/2020","Obec Kožlí","Obec Kožlí","3108-712230-00582948-3/1","Kanalizační řady",null,null,"Písek","Kožlí","kanalizace","Mgr. Ivana Očásková"]
["2020-09-09","2020-09-25","2020-10-13",null,null,"113100/2020","ČEVAK a.s.","Obec Peč","3104-718726-00477320-1/1","Peč, RVS vč. PŘ z VDJ",null,null,"Dačice","Peč","vodovod","Ing. Martin Kalač"]
["2020-09-18","2020-10-12","2020-10-30",null,null,"117463/2020","ČEVAK a.s.","Milan Šedivý","3112-721336-17091957-1/1","Soukeník-ZTV Šedivý",null,"zrušeno 78334/2021","Tábor","Planá nad Lužnicí","vodovod","Ing. Martin Kalač"]
["2020-11-05","2020-11-26","2020-12-23",null,null,"136570/2020","obec Radimovice u Želče","obec Radimovice u Želče","3112-737909-00252751-3/1","Jednotná kanalizace",null,null,"Tábor","Radimovice u Želče","kanalizace","Petr Kolář"]
["2020-12-18","2021-02-12","2021-03-10",null,null,"3278/2021","PRVOK s.r.o.","Obec Žár","3113-794546-00581976-1/1","RVS Žár, Božejov, Žumberk",null,null,"Trhové Sviny ","Žár","vodovod","Ing. Radek Mára"]
["2020-12-18","2021-02-12","2021-03-10",null,null,"3278/2021","PRVOK s.r.o.","Obec Žár","3113-794546-00581976-3/1","Stoková síť Žár",null,null,"Trhové Sviny ","Žár","kanalizace","Ing. Radek Mára"]
["2020-12-18","2021-02-12","2021-03-10",null,null,"3278/2021","PRVOK s.r.o.","Obec Žár","3113-794546-00581976-4/1","ČOV Žár u N. Hradů",null,null,"Trhové Sviny ","Žár","kanalizace","Ing. Radek Mára"]
["2020-12-18","2021-02-11","2021-03-10",null,null,"152789/2020","PRVOK s.r.o.","Obec Horní Stropnice","3113-644170-00244929-1/1"," RVS Dobrá Voda ",null,"Změna 20736/2025","Trhové Sviny ","Horní Stropnice","vodovod","Ing. Radek Mára"]
["2020-12-18","2021-02-11","2021-03-10",null,null,"152789/2020","PRVOK s.r.o.","Obec Horní Stropnice","3113-644188-00244929-1/1"," PŘ studny - VDJ Hojná Voda",null,"Změna 20736/2025","Trhové Sviny ","Horní Stropnice","vodovod","Ing. Radek Mára"]
["2020-12-18","2021-02-11","2021-03-10",null,null,"152789/2020","PRVOK s.r.o.","Obec Horní Stropnice","3113-644188-00244929-1/2"," RVS Hojná Voda ",null,"Změna 20736/2025","Trhové Sviny ","Horní Stropnice","vodovod","Ing. Radek Mára"]
["2020-12-18","2021-02-11","2021-03-10",null,null,"152789/2020","PRVOK s.r.o.","Obec Horní Stropnice","3113-644196-00244929-1/1"," PŘ studny - VDJ H.Stropnice",null,"Změna 20736/2025","Trhové Sviny ","Horní Stropnice","vodovod","Ing. Radek Mára"]
["2020-12-18","2021-02-11","2021-03-10",null,null,"152789/2020","PRVOK s.r.o.","Obec Horní Stropnice","3113-644196-00244929-1/2"," PŘ VDJ 50 m3 - H.Stropnice",null,"Změna 20736/2025","Trhové Sviny ","Horní Stropnice","vodovod","Ing. Radek Mára"]
["2020-12-18","2021-02-11","2021-03-10",null,null,"152789/2020","PRVOK s.r.o.","Obec Horní Stropnice","3113-644196-00244929-1/3"," RVS Horní Stropnice ",null,"Změna 20736/2025","Trhové Sviny ","Horní Stropnice","vodovod","Ing. Radek Mára"]
["2020-12-18","2021-02-11","2021-03-10",null,null,"152789/2020","PRVOK s.r.o.","Obec Horní Stropnice","3113-644196-00244929-1/4"," RVS Humenice - Světví",null,"Změna 20736/2025","Trhové Sviny ","Horní Stropnice","vodovod","Ing. Radek Mára"]
["2020-12-18","2021-02-11","2021-03-10",null,null,"152789/2020","PRVOK s.r.o.","Obec Horní Stropnice","3113-644293-00244929-1/1"," RVS Střeziměřice",null,"Změna 20736/2025","Trhové Sviny ","Horní Stropnice","vodovod","Ing. Radek Mára"]
["2020-12-18","2021-02-11","2021-03-10",null,null,"152789/2020","PRVOK s.r.o.","Obec Horní Stropnice","3113-644293-00244929-1/2"," RVS Svébohy",null,"Změna 20736/2025","Trhové Sviny ","Horní Stropnice","vodovod","Ing. Radek Mára"]
["2020-12-18","2021-02-11","2021-03-10",null,null,"152789/2020","PRVOK s.r.o.","Obec Horní Stropnice","3113-644293-00244929-1/3"," PŘ VŠ Humenice - ČS Olbramov ",null,"Změna 20736/2025","Trhové Sviny ","Horní Stropnice","vodovod","Ing. Radek Mára"]
["2020-12-18","2021-02-11","2021-03-10",null,null,"152789/2020","PRVOK s.r.o.","Obec Horní Stropnice","3113-644293-00244929-1/4"," RVS Olbramov",null,"Změna 20736/2025","Trhové Sviny ","Horní Stropnice","vodovod","Ing. Radek Mára"]
["2020-12-18","2021-02-11","2021-03-10",null,null,"152789/2020","PRVOK s.r.o.","Obec Horní Stropnice","3113-794546-00244929-1/1"," PŘ H.Stropnice - VŠ Střeziměřice",null,"Změna 20736/2025","Trhové Sviny ","Horní Stropnice","vodovod","Ing. Radek Mára"]
["2020-12-18","2021-02-11","2021-03-10",null,null,"152789/2020","PRVOK s.r.o.","Obec Horní Stropnice","3113-644170-00244929-2/1"," Pramen. Nad Kostelem D.Voda ",null,"Změna 20736/2025","Trhové Sviny ","Horní Stropnice","vodovod","Ing. Radek Mára"]
["2020-12-18","2021-02-11","2021-03-10",null,null,"152789/2020","PRVOK s.r.o.","Obec Horní Stropnice","3113-644188-00244929-2/1"," Prameniště H.Voda S1,S2,S3 ",null,"Změna 20736/2025","Trhové Sviny ","Horní Stropnice","vodovod","Ing. Radek Mára"]
["2020-12-18","2021-02-11","2021-03-10",null,null,"152789/2020","PRVOK s.r.o.","Obec Horní Stropnice","3113-644196-00244929-2/1"," Vrty HJ2,HJ3,studny H.Stropnice",null,"Změna 20736/2025","Trhové Sviny ","Horní Stropnice","vodovod","Ing. Radek Mára"]
["2020-12-18","2021-02-11","2021-03-10",null,null,"152789/2020","PRVOK s.r.o.","Obec Horní Stropnice","3113-644170-00244929-3/1"," Stoková síť Dobrá Voda",null,"Změna 20736/2025","Trhové Sviny ","Horní Stropnice","kanalizace","Ing. Radek Mára"]
["2020-12-18","2021-02-11","2021-03-10",null,null,"152789/2020","PRVOK s.r.o.","Obec Horní Stropnice","3113-644188-00244929-3/1"," Stoková síť Hojná Voda",null,"Změna 20736/2025","Trhové Sviny ","Horní Stropnice","kanalizace","Ing. Radek Mára"]
["2020-12-18","2021-02-11","2021-03-10",null,null,"152789/2020","PRVOK s.r.o.","Obec Horní Stropnice","3113-644196-00244929-3/1"," Stoková síť Horní Stropnice",null,"Změna 20736/2025","Trhové Sviny ","Horní Stropnice","kanalizace","Ing. Radek Mára"]
["2020-12-18","2021-02-11","2021-03-10",null,null,"152789/2020","PRVOK s.r.o.","Obec Horní Stropnice","3113-644196-00244929-3/2"," Stoková síť H.Stropnice - Světví",null,"Změna 20736/2025","Trhové Sviny ","Horní Stropnice","kanalizace","Ing. Radek Mára"]
["2020-12-18","2021-02-11","2021-03-10",null,null,"152789/2020","PRVOK s.r.o.","Obec Horní Stropnice","3113-644196-00244929-4/1"," ČOV Horní Stropnice",null,"Změna 20736/2025","Trhové Sviny ","Horní Stropnice","kanalizace","Ing. Radek Mára"]
["2020-12-18","2021-02-11","2021-03-10",null,null,"152789/2020","PRVOK s.r.o.","Obec Horní Stropnice","3113-644196-00244929-4/2"," ČOV Světví - kořenová ",null,"Změna 20736/2025","Trhové Sviny ","Horní Stropnice","kanalizace","Ing. Radek Mára"]
["2025-02-28","2025-03-03","2025-03-25",null,null,"20736/2025","PRVOK s.r.o.","Obec Horní Stropnice","3113-644196-00244929-2/2"," Vrty HV4, HV5 H.Stropnice",null,null,"Trhové Sviny ","Horní Stropnice","vodovod","Ing. Radek Mára"]
["2021-01-26","2021-03-10","2021-04-02",null,null,"12226/2021","Obec Újezdec","Obec Újezdec","3109-772071-00583138-1/1    ","přívodní řad Újezdec",null,null,"Prachatice","Újezdec","vodovod","Zdeněk Vaněček"]
["2021-01-26","2021-03-10","2021-04-02",null,null,"12226/2021","Obec Újezdec","Obec Újezdec","3109-772071-00583138-1/2","RVS Újezdec",null,null,"Prachatice","Újezdec","vodovod","Zdeněk Vaněček"]
["2021-01-26","2021-03-10","2021-04-02",null,null,"12226/2021","Obec Újezdec","Obec Újezdec","3109-772071-00583138-2/1   ","jímání Újezdec",null,null,"Prachatice","Újezdec","vodovod","Zdeněk Vaněček"]
["2021-01-26","2021-03-10","2021-04-02",null,null,"12226/2021","Obec Újezdec","Obec Újezdec","3109-772071-00583138-3/1    ","kanalizace Újezdec",null,null,"Prachatice","Újezdec","kanalizace","Zdeněk Vaněček"]
["2021-02-10","5.3.2021","2021-03-26",null,null,"19638/2021","Obec Borovnice","Obec Borovnice","3102-702556-00581186-3/1","kanalizace Borovnice",null,null,"České Budějovice","Borovnice","kanalizace","Ing. Michal Manda"]
["2021-02-17","12.3.2021","2021-04-06",null,null,"22252/2021","Obec Stožec","Obec Stožec","3109-755699-00250686-1/1","Stožec vodovod",null,"změna 41979/2024","Prachatice","Stožec","vodovod","Ing. Petr Hanzlík"]
["2021-02-17","12.3.2021","2021-04-06",null,null,"22252/2021","Obec Stožec","Obec Stožec","3109-755664-00250686-1/1","České Žleby vodovod",null,"změna 41979/2024","Prachatice","Stožec","vodovod","Ing. Petr Hanzlík"]
["2021-02-17","12.3.2021","2021-04-06",null,null,"22252/2021","Obec Stožec","Obec Stožec","3109-755699-00250686-2/1","Stožec ÚV",null,"změna 41979/2024","Prachatice","Stožec","vodovod","Ing. Petr Hanzlík"]
["2021-02-17","12.3.2021","2021-04-06",null,null,"22252/2021","Obec Stožec","Obec Stožec","3109-755664-00250686-2/1","České Žleby zdroje",null,"změna 41979/2024","Prachatice","Stožec","vodovod","Ing. Petr Hanzlík"]
["2021-02-17","12.3.2021","2021-04-06",null,null,"22252/2021","Obec Stožec","Obec Stožec","3109-755699-00250686-3/1","Stožec kanalizace",null,"změna 41979/2024","Prachatice","Stožec","kanalizace","Ing. Petr Hanzlík"]
["2021-02-17","12.3.2021","2021-04-06",null,null,"22252/2021","Obec Stožec","Obec Stožec","3109-755664-00250686-3/1","České Žleby kanalizace",null,"změna 41979/2024","Prachatice","Stožec","kanalizace","Ing. Petr Hanzlík"]
["2021-02-17","12.3.2021","2021-04-06",null,null,"22252/2021","Obec Stožec","Obec Stožec","3109-755699-00250686-4/1","Stožec ČOV",null,"změna 41979/2024","Prachatice","Stožec","kanalizace","Ing. Petr Hanzlík"]
["2021-02-17","12.3.2021","2021-04-06",null,null,"22252/2021","Obec Stožec","Obec Stožec","3109-755664-00250686-4/1","České Žleby ČOV",null,"změna 41979/2024","Prachatice","Stožec","kanalizace","Ing. Petr Hanzlík"]
["2021-02-24","29.3.2021","2021-04-27",null,null,"24976/2021","Obec Vitějovice","Obec Vitějovice","3109-782670-00250813-1/1","Přiváděcí řad Na Slepičárně Vitějovice",null,null,"Prachatice","Vitějovice","vodovod","Ing. Martin Sellner"]
["2021-02-24","29.3.2021","2021-04-27",null,null,"24976/2021","Obec Vitějovice","Obec Vitějovice","3109-782670-00250813-1/2","Přiváděcí řad Na Sloučí Vitějovice",null,null,"Prachatice","Vitějovice","vodovod","Ing. Martin Sellner"]
["2021-02-24","29.3.2021","2021-04-27",null,null,"24976/2021","Obec Vitějovice","Obec Vitějovice","3109-782670-00250813-1/3","Přiváděcí řad Pod Vilhánů Vitějovice",null,null,"Prachatice","Vitějovice","vodovod","Ing. Martin Sellner"]
["2021-02-24","29.3.2021","2021-04-27",null,null,"24976/2021","Obec Vitějovice","Obec Vitějovice","3109-782670-00250813-1/4","Rozvodná vodovodní síť Vitějovice",null,null,"Prachatice","Vitějovice","vodovod","Ing. Martin Sellner"]
["2021-02-24","29.3.2021","2021-04-27",null,null,"24976/2021","Obec Vitějovice","Obec Vitějovice","3109-701718-00250813-2/1","Jímací zářezy Na Slepičárně Vitějovice",null,null,"Prachatice","Vitějovice","vodovod","Ing. Martin Sellner"]
["2021-02-24","29.3.2021","2021-04-27",null,null,"24976/2021","Obec Vitějovice","Obec Vitějovice","3109-782670-00250813-2/1","Vrty Na Sloučí Vitějovice",null,null,"Prachatice","Vitějovice","vodovod","Ing. Martin Sellner"]
["2021-02-24","29.3.2021","2021-04-27",null,null,"24976/2021","Obec Vitějovice","Obec Vitějovice","3109-782670-00250813-2/2","Pramenní jímky Pod Vilhánů Vitějovice",null,null,"Prachatice","Vitějovice","vodovod","Ing. Martin Sellner"]
["2021-02-24","29.3.2021","2021-04-27",null,null,"24976/2021","Obec Vitějovice","Obec Vitějovice","3109-782670-00250813-3/1","Stoková síť Vitějovice",null,null,"Prachatice","Vitějovice","kanalizace","Ing. Martin Sellner"]
["2021-03-10","2021-05-26","2021-06-15",null,null,"31085/2021","Bentex Automotive a.s.","Bentex Automotive a.s.","3106-602388-26077558-1/1","PŘ z VDJ Bentex Automotive",null,null,"Kaplice","Benešov nad Černou","vodovod","Ing. Radek Mára"]
["2021-03-10","2021-05-26","2021-06-15",null,null,"31085/2021","Bentex Automotive a.s.","Bentex Automotive a.s.","3106-602388-26077558-1/2","RVS Bentex Automotive",null,null,"Kaplice","Benešov nad Černou","vodovod","Ing. Radek Mára"]
["2021-03-10","2021-05-26","2021-06-15",null,null,"31085/2021","Bentex Automotive a.s.","Bentex Automotive a.s.","3106-602388-26077558-2/1","Studna S1",null,null,"Kaplice","Benešov nad Černou","vodovod","Ing. Radek Mára"]
["2021-03-10","2021-05-26","2021-06-15",null,null,"31085/2021","Bentex Automotive a.s.","Bentex Automotive a.s.","3106-602388-26077558-2/2","Studna S3, S4",null,null,"Kaplice","Benešov nad Černou","vodovod","Ing. Radek Mára"]
["2021-03-10","2021-04-14","2021-05-05",null,null,"30531/2021","ČEVAK a.s.","Obec Putim","3108-736970-00250058-1/1","Putim - vodovodní síť",null,null,"Písek","Putim","vodovod","Ing. Martin Kalač"]
["2021-03-24","2021-04-15","2021-05-18",null,null,"36122/2021","Obec  Milejovice","Obec Milejovice","3111-646172-00667706-3/1","Kanalizace Milejovice",null,null,"Strakonice","Milejovice","kanalizace","Ing. Martina Doležalová"]
["2021-03-24","2021-04-15","2021-05-18",null,null,"36122/2021","Obec  Milejovice","Obec Milejovice","3111-646172-00667706-4/1","ČOV Milejovice",null,null,"Strakonice","Milejovice","kanalizace","Ing. Martina Doležalová"]
["2021-03-22","2021-04-16","2021-05-06",null,null,"35119/2021","Obec Nadějkov","Obec Nadějkov","3112-701084-00249891-3/1","SS Nadějkov",null,null,"Tábor","Nadějkov","kanalizace","Ing. Arnošt Novák",null,"."]
["2021-03-29","2021-05-10","2021-05-27",null,null,"37403/2021","Obec Stachy","Obec Stachy","3116-753386-00250678-1/3","Obec Stachy - vodovod Stachy ",null,null,"Vimperk","Stachy","vodovod","Jakub Urban"]
["2021-03-29","2021-05-10","2021-05-27",null,null,"37403/2021","Obec Stachy","Obec Stachy","3116-753306-00250678-1/5","Obec Stachy - vodovod Zadov",null,null,"Vimperk","Stachy","vodovod","Jakub Urban"]
["2021-03-29","2021-05-10","2021-05-27",null,null,"37403/2021","Obec Stachy","Obec Stachy","3116-753386-00250678-4/2","Obec Stachy - ČOV u nádraží",null,null,"Vimperk","Stachy","kanalizace","Jakub Urban"]
["2021-03-29","2021-05-10","2021-05-27",null,null,"37403/2021","Obec Stachy","Obec Stachy","3116-753386-00250678-3/2","kanalizační stoka Zadov",null,null,"Vimperk","Stachy","kanalizace","Jakub Urban"]
["2021-03-29","2021-05-10","2021-05-27",null,null,"37403/2021","Obec Stachy","Obec Stachy","3116-753386-00250678-3/1","kanalizační stoka Stachy",null,null,"Vimperk","Stachy","kanalizace","Jakub Urban"]
["2021-03-29","2021-05-10","2021-05-27",null,null,"37403/2021","Obec Stachy","Obec Stachy","3116-753386-00250678-4/1","ČOV Stachy - sídliště u hřbitova",null,null,"Vimperk","Stachy","kanalizace","Jakub Urban"]
["2021-03-29","2021-05-10","2021-05-27",null,null,"37403/2021","Obec Stachy","Obec Stachy","3116-753386-00250678-1/1","Obec Stachy - přívodní vodovodní řad 1",null,null,"Vimperk","Stachy","vodovod","Jakub Urban"]
["2021-03-29","2021-05-10","2021-05-27",null,null,"37403/2021","Obec Stachy","Obec Stachy","3116-753386-00250678-1/2","Obec Stachy - přívodní vodovodní řad 2",null,null,"Vimperk","Stachy","vodovod","Jakub Urban"]
["2021-03-29","2021-05-10","2021-05-27",null,null,"37403/2021","Obec Stachy","Obec Stachy","3116-753386-00250678-1/4","Zadov přívodní řad",null,null,"Vimperk","Stachy","vodovod","Jakub Urban"]
["2021-03-29","2021-05-10","2021-05-27",null,null,"37403/2021","Obec Stachy","Obec Stachy","3116-753386-00250678-2/1","Vodojem Stachy 250m3",null,null,"Vimperk","Stachy","vodovod","Jakub Urban"]
["2021-03-29","2021-05-10","2021-05-27",null,null,"37403/2021","Obec Stachy","Obec Stachy","3116-753386-00250678-2/2","Vodojem Stachy 110m3",null,null,"Vimperk","Stachy","vodovod","Jakub Urban"]
["2021-03-29","2021-05-10","2021-05-27",null,null,"37403/2021","Obec Stachy","Obec Stachy","3116-753386-00250678-2/3","Vodojem Zadov 50m3",null,null,"Vimperk","Stachy","vodovod","Jakub Urban"]
["2021-04-26","2021-05-25","2021-06-16",null,null,"47274/2021","Obec Žíšov","Obec Žíšov","3110-780693-00667331-3/1","stoková síť Žíšov",null,null,"Soběslav","Žíšov","kanalizace","Petr Kolář"]
["2021-06-07","2021-07-02","2021-07-27",null,null,"65346/2021","ČEVAK a.s.","Obec Dolní Pěna","3105-643653-00512940-4/1","Dolní Pěna, ČOV ",null,null,"Jindřichův Hradec","Dolní Pěna","kanalizace","Ing. Martin Kalač"]
["2021-06-07","2021-07-02","2021-07-27",null,null,"65346/2021","ČEVAK a.s.","Obec Dolní Pěna","3105-643653-00512940-1/1","Dolní Pěna, RVS",null,null,"Jindřichův Hradec","Dolní Pěna","vodovod","Ing. Martin Kalač"]
["2021-06-07","2021-07-02","2021-07-27",null,null,"65346/2021","ČEVAK a.s.","Obec Dolní Pěna","3105-643653-00512940-3/1","Dolní Pěna, stoková síť",null,null,"Jindřichův Hradec","Dolní Pěna","kanalizace","Ing. Martin Kalač"]
["2021-07-09","2021-07-19","2021-07-20",null,null,"77914/2021","VODAK Humpolec s.r.o.","INTERSNACK a.s.","3112-653594-14504031-1/1","Intersnack vodovod",null,null,"Tábor","Choustník","vodovod","Ing. Květuše Kučírková"]
["2021-08-03","2021-08-04","2021-09-01",null,null," 86947/2021","Hedvika Ježková","Milan Šedivý","3112-721336-17091957-1/1","Soukeník - ZTV Šedivý",null,null,"Tábor","Planá nad Lužnicí","vodovod","Ing. Radek Mára"]
["2021-11-11","2021-11-12","2021-12-02",null,null,"125564/2021","Obec Vlastec","Obec Vlastec","3108-713252-00511773-4/1","ČOV",null,"změna 98710/2022","Písek","Vlastec","kanalizace","Petr Beran"]
["2021-11-11","2021-11-12","2021-12-02",null,null,"125564/2021","Obec Vlastec","Obec Vlastec","3108-713252-00511773-3/1","Kanalizační síť",null,"změna 98710/2022","Písek","Vlastec","kanalizace","Petr Beran"]
["2021-11-11","2021-11-12","2021-12-02",null,null,"125564/2021","Obec Vlastec","Obec Vlastec","3108-713252-00511773-2/1","Úpravna vody",null,"změna 98710/2022","Písek","Vlastec","vodovod","Petr Beran"]
["2021-11-11","2021-11-12","2021-12-02",null,null,"125564/2021","Obec Vlastec","Obec Vlastec","3108-713252-00511773-1/1","Vodovodní přivaděč",null,"změna 98710/2022","Písek","Vlastec","vodovod","Petr Beran"]
["2021-11-11","2021-11-12","2021-12-02",null,null,"125564/2021","Obec Vlastec","Obec Vlastec","3108-713252-00511773-1/2","Vodovodní síť",null,"změna 98710/2022","Písek","Vlastec","vodovod","Petr Beran"]
["2021-12-06","28.12.2021","2022-01-19",null,null,"135670/2021","ČEVAK a.s.","MANE HOLDING, a.s.","3102-636797-26030616-1/1","České Budějovice - Atriové domy Zavadilka - vodovod",null,null,"České Budějovice","České Budějovice","vodovod","Ing. Martin Kalač"]
["2021-12-06","28.12.2021","2022-01-19",null,null,"135670/2021","ČEVAK a.s.","MANE HOLDING, a.s.","3102-636797-26030616-3/1","České Budějovice - Atriové domy Zavadilka - kanalizace",null,null,"České Budějovice","České Budějovice","kanalizace","Ing. Martin Kalač"]
["2021-12-09","14.12.2021","2022-01-01",null,null,"137446/2021","Obec Lnáře","Obec Lnáře","3101-686247-00251437-4/1","Čistírna odpadních vod (ČOV)",null,null,"Blatná","Lnáře","kanalizace","Ing. Luděk Míka"]
["2021-12-09","14.12.2021","2022-01-01",null,null,"137446/2021","Obec Lnáře","Obec Lnáře","3101-686247-00251437-3/1","Kanalizační stoky napojené na ČOV",null,null,"Blatná","Lnáře","kanalizace","Ing. Luděk Míka"]
["2021-12-09","14.12.2021","2022-01-01",null,null,"137446/2021","Obec Lnáře","Obec Lnáře","3101-686247-00251437-3/2","Kanal. stoky napojené od voln.výustí ",null,null,"Blatná","Lnáře","kanalizace","Ing. Luděk Míka"]
["2022-04-19","2022-05-16","2022-06-03",null,null,"47386/2022","ČEVAK a.s.","NPÚ Vimperk","3116-782084-75032333-3/1","Vimperk - NPÚ - stoková síť",null,null,"Vimperk","Vimperk","kanalizace","Ing. Martin Kalač"]
["2022-05-13","2022-06-02","2022-06-18",null,null,"59422/2022","ČEVAK a.s.","Tribase ARCH spol.s.r.o.","3109-732630-26031981-1/1","Prachatice - Tribase ARCH - vodovodní síť",null,"zrušeno 143983/2024","Prachatice","Prachatice","vodovod","Ing. Martin Kalač"]
["2022-05-13","2022-06-02","2022-06-18",null,null,"59422/2022","ČEVAK a.s.","Tribase ARCH spol.s.r.o.","3109-732630-26031981-3/1","Prachatice - Tribase ARCH - kanalizační síť",null,"zrušeno 143983/2024","Prachatice","Prachatice","kanalizace","Ing. Martin Kalač"]
["2022-06-07","2022-06-29","2022-07-19",null,null,"71242/2022","ČEVAK a.s.","ČR-Ministerstvo spravedlnosti","3112-747688-65997999-1/1","Vodovod Pracov",null,null,"Tábor","Radimovice u Želče","vodovod","Ing. Martin Kalač"]
["2022-06-20","2022-07-08","2022-07-26",null,null,"77559/2022","ČEVAK a.s.","Obec Kostelní Vydří","3104-670553-00477303-1/1","Kostelní Vydří - vodovodní síť",null,null,"Dačice","Kostelní Vydří","vodovod","Ing. Martin Kalač"]
["2022-06-23","2022-07-12","2022-07-29",null,null,"80149/2022","ČEVAK a.s.","Obec Hrdějovice","3102-648001-00244961-1/1","Hrdějovice - vodovodní síť",null,null,"České Budějovice","České Budějovice","vodovod","Ing. Martin Kalač"]
["2022-06-23","2022-07-12","2022-07-29",null,null,"80149/2022","ČEVAK a.s.","Obec Hrdějovice","3102-648001-00244961-1/2","Hrdějovice - Opatovice - vodovodní síť",null,null,"České Budějovice","České Budějovice","vodovod","Ing. Martin Kalač"]
["2022-06-23","2022-07-12","2022-07-29",null,null,"80149/2022","ČEVAK a.s.","Obec Hrdějovice","3102-648001-00244961-3/1","Hrdějovice - stoková síť",null,null,"České Budějovice","České Budějovice","kanalizace","Ing. Martin Kalač"]
["2022-07-26","2022-08-12","2022-09-08",null,null,"93111/2022","Obec Kuřimany","Obec Kuřimany","3111-677671-46684492-1/1","Vodovod Kuřimany - výtlačný řad (zdroj – ÚV)",null,null,"Strakonice","Kuřimany","vodovod","Martin Procházka"]
["2022-07-26","2022-08-12","2022-09-08",null,null,"93111/2022","Obec Kuřimany","Obec Kuřimany","3111-677671-46684492-1/2","Vodovod Kuřimany - RVS",null,null,"Strakonice","Kuřimany","vodovod","Martin Procházka"]
["2022-07-26","2022-08-12","2022-09-08",null,null,"93111/2022","Obec Kuřimany","Obec Kuřimany","3111-677671-46684492-2/1","ÚV Kuřimany",null,null,"Strakonice","Kuřimany","vodovod","Martin Procházka"]
["2022-10-10","26.10.2022","11.11.2022",null,null,"121936/2022","ČEVAK a.s.","Greenpoint Lipno","3103-684309-06481744-1/1","Lipno nad Vltavou - Greenpoint - vodovodní síť",null,"zrušeno 117676/2025","Český Krumlov","Lipno nad Vltavou","vodovod","Ing. Martin Kalač"]
["2022-10-10","26.10.2022","11.11.2022",null,null,"121936/2022","ČEVAK a.s.","Greenpoint Lipno","3103-684309-06481744-3/1","Lipno nad Vltavou - Greenpoint - stoková síť",null,"zrušeno 117676/2025","Český Krumlov","Lipno nad Vltavou","kanalizace","Ing. Martin Kalač"]
["2022-11-14","2022-11-22","2022-12-13",null,null,"137507/2022","Město Mirotice","Město Mirotice","3108-617601-00249840-1/1","vodovod Radobytce",null,"změna 52006/2023, zrušeno 15908/2024","Písek","Mirotice ","vodovod","ing. Jan Petrmichl"]
["2022-11-14","2022-11-22","2022-12-13",null,null,"137507/2022","Město Mirotice","Město Mirotice","3108-756857-00249840-1/1","vodovod Strážovice",null,"změna 52006/2023, zrušeno 15908/2024","Písek","Mirotice ","vodovod","ing. Jan Petrmichl"]
["2022-11-14","2022-11-22","2022-12-13",null,null,"137507/2022","Město Mirotice","Město Mirotice","3108-756822-00249840-1/1","vodovod Bořice",null,"změna 52006/2023, zrušeno 15908/2024","Písek","Mirotice ","vodovod","ing. Jan Petrmichl"]
["2022-11-14","2022-11-22","2022-12-13",null,null,"137507/2022","Město Mirotice","Město Mirotice","3108-756831-00249840-1/1","vodovod Jarotice",null,"změna 52006/2023, zrušeno 15908/2024","Písek","Mirotice ","vodovod","ing. Jan Petrmichl"]
["2022-12-23","2022-12-29","2023-01-31",null,null,"155133/2022","Ing. Michal Hokr","Michal Matoušek, Eva Matoušková, Vít Krejčí, Pavla Krejčová, Petr Šefl, Pavel Palivec, Hana Kafková, František Přibil","3111-755923-06272371-3/1","Tlaková kanalizace V Lipkách",null,null,"Strakonice","Strakonice","kanalizace","Ing. Michal Hokr"]
["2023-03-08","2023-03-28","2023-04-13",null,null,"32182/2023","Obec Těšovice","Obec Těšovice","3109-766836-00250741-3/1","Kanalizace Běleč",null,null,"Prachatice","Těšovice","kanalizace","Ing. Martin Sellner"]
["2023-03-08","2023-03-28","2023-04-13",null,null,"32182/2023","Obec Těšovice","Obec Těšovice","3109-766852-00250741-3/1","Kanalizace Těšovice horní",null,null,"Prachatice","Těšovice","kanalizace","Ing. Martin Sellner"]
["2023-03-08","2023-03-28","2023-04-13",null,null,"32182/2023","Obec Těšovice","Obec Těšovice","3109-766836-00250741-4/1","ČOV Běleč",null,null,"Prachatice","Těšovice","kanalizace","Ing. Martin Sellner"]
["2023-03-08","2023-03-28","2023-04-13",null,null,"32182/2023","Obec Těšovice","Obec Těšovice","3109-766852-00250741-4/1","ČOV Těšovice horní",null,null,"Prachatice","Těšovice","kanalizace","Ing. Martin Sellner"]
["2023-03-22","2023-03-28","2023-03-29",null,null,"68677/2023","PRVOK s.r.o.","ZTV Zlivice, s.r.o.","3108-624209-09561072-1/1","ZTV Zlivice",null,null,"Písek","Čížová","vodovod","Ing. Radek Mára"]
["2023-04-24","2023-06-12","2023-06-15",null,null,"52705/2023","EXTRA DEVELOP s.r.o.","EXTRA DEVELOP CHLUM s.r.o.","3109-784681-06447031-1/1","Vodovod Volary Chlum",null,null,"Prachatice","Volary","vodovod","Josef Liška"]
["2023-04-24","2023-06-12","2023-06-15",null,null,"52705/2023","EXTRA DEVELOP s.r.o.","EXTRA DEVELOP CHLUM s.r.o.","3109-784681-06447031-2/1"," ÚV Volary Chlum",null,null,"Prachatice","Volary","vodovod","Josef Liška"]
["2023-04-24","2023-06-12","2023-06-15",null,null,"52705/2023","EXTRA DEVELOP s.r.o.","EXTRA DEVELOP CHLUM s.r.o.","3109-784681-06447031-3/1","Kanalizace Volary Chlum",null,null,"Prachatice","Volary","kanalizace","Josef Liška"]
["2023-04-24","2023-06-12","2023-06-15",null,null,"52705/2023","EXTRA DEVELOP s.r.o.","EXTRA DEVELOP CHLUM s.r.o.","3109-784681-06447031-4/1","SO 01 BC 10 čov Volar Chlum",null,null,"Prachatice","Volary","kanalizace","Josef Liška"]
["2023-04-24","2023-06-12","2023-06-15",null,null,"52705/2023","EXTRA DEVELOP s.r.o.","EXTRA DEVELOP CHLUM s.r.o.","3109-784681-06447031-4/2","SO 02 BC 10 čov Volary Chlum",null,null,"Prachatice","Volary","kanalizace","Josef Liška"]
["2023-04-24","2023-06-12","2023-06-15",null,null,"52705/2023","EXTRA DEVELOP s.r.o.","EXTRA DEVELOP CHLUM s.r.o.","3109-784681-06447031-4/3","SO 03 BC 4 čov Volary Chlum",null,null,"Prachatice","Volary","kanalizace","Josef Liška"]
["2023-04-24","2023-06-12","2023-06-15",null,null,"52705/2023","EXTRA DEVELOP s.r.o.","EXTRA DEVELOP CHLUM s.r.o.","3109-784681-06447031-4/4","SO 04 BC 4 čov Volary Chlum",null,null,"Prachatice","Volary","kanalizace","Josef Liška"]
["2023-04-24","2023-06-12","2023-06-15",null,null,"52705/2023","EXTRA DEVELOP s.r.o.","EXTRA DEVELOP CHLUM s.r.o.","3109-784681-06447031-4/5","SO 05 BC 10 čov Volary Chlum",null,null,"Prachatice","Volary","kanalizace","Josef Liška"]
["2023-04-24","2023-06-12","2023-06-15",null,null,"52705/2023","EXTRA DEVELOP s.r.o.","EXTRA DEVELOP CHLUM s.r.o.","3109-784681-06447031-4/6","SO 06 BC 6 čov Volary Chlum",null,null,"Prachatice","Volary","kanalizace","Josef Liška"]
["2023-04-24","2023-06-12","2023-06-15",null,null,"52705/2023","EXTRA DEVELOP s.r.o.","EXTRA DEVELOP CHLUM s.r.o.","3109-784681-06447031-4/7","SO 07 BC 10 čov Volary Chlum",null,null,"Prachatice","Volary","kanalizace","Josef Liška"]
["2023-04-24","2023-06-12","2023-06-15",null,null,"52705/2023","EXTRA DEVELOP s.r.o.","EXTRA DEVELOP CHLUM s.r.o.","3109-784681-06447031-4/8","SO 08 BC 6 čov Volary Chlum",null,null,"Prachatice","Volary","kanalizace","Josef Liška"]
["2023-04-24","2023-06-12","2023-06-15",null,null,"52705/2023","EXTRA DEVELOP s.r.o.","EXTRA DEVELOP CHLUM s.r.o.","3109-784681-06447031-4/9","SO 09 BC 40 čov Volary Chlum",null,null,"Prachatice","Volary","kanalizace","Josef Liška"]
["2023-09-13","2023-10-05","2023-11-22",null,null,"110963/2023","Obec Slavče","Obec Slavče","3102-749915-00245429-3/1","Stoková síť Slavče",null,null,"České Budějovice","Slavče","kanalizace","Img. Radek Mára"]
["2023-09-13","2023-10-05","2023-11-22",null,null,"110963/2023","Obec Slavče","Obec Slavče","3102-749915-00245429-4/1","Stabilizační nádrž Slavče",null,null,"České Budějovice","Slavče","kanalizace","Img. Radek Mára"]
["2023-09-13","2023-10-05","2023-11-22",null,null,"110963/2023","Obec Slavče","Obec Slavče","3102-749907-00245429-3/1","Stoková síť Mohuřice",null,null,"České Budějovice","Slavče","kanalizace","Img. Radek Mára"]
["2023-09-13","2023-10-05","2023-11-22",null,null,"110963/2023","Obec Slavče","Obec Slavče","3102-749907-00245429-4/1","Stabilizační nádrž Mohuřice",null,null,"České Budějovice","Slavče","kanalizace","Img. Radek Mára"]
["2023-09-13","2023-10-05","2023-11-22",null,null,"110963/2023","Obec Slavče","Obec Slavče","3102-749869-00245429-3/1","Stoková síť Dobrkov",null,null,"České Budějovice","Slavče","kanalizace","Img. Radek Mára"]
["2023-09-13","2023-10-05","2023-11-22",null,null,"110963/2023","Obec Slavče","Obec Slavče","3102-749869-00245429-3/2","Stoková síť Lhotka",null,null,"České Budějovice","Slavče","kanalizace","Img. Radek Mára"]
["2023-10-03","2023-10-19","2023-11-07",null,null,"117880/2023","Obec Čakov","Obec Čakov","3102-656747-00581216-3/1","Kanalizace Čakov",null,null,"České Budějovice","Čakov","kanalizace","Img. Radek Mára"]
["2023-10-03","2023-10-19","2023-11-07",null,null,"117880/2023","Obec Čakov","Obec Čakov","3102-656747-00581216-4/1","ČOV Čakov",null,null,"České Budějovice","Čakov","kanalizace","Img. Radek Mára"]
["2023-10-27","2023-11-20","2023-12-09",null,null,"127875/2023","Ing. Michal Hokr","VKS stavební s.r.o., Jaroslav Hrdina","3111-738590-26101262-3/1","Tlaková kanalizace pro průmyslový areál Jaroslav Hrdina, Radošovice",null,null,"Strakonice","Radošovice","kanalizace","Ing. Michal Hokr"]
["2023-12-07","2024-01-17","2024-02-07",null,null,"145012/2023","ČEVAK a.s.","Dana Lazorišáková Hronová","3105-740322-12081978-3/1","Horní Skrýchov, ZTV Lazorišáková - stoková síť",null,null,"Jindřichův Hradec","Horní Skrýchov","kanalizace","Ing. Martin Kalač"]
["2023-12-18","2024-01-25","2024-02-14",null,null,"149552/2023","ČEVAK a.s.","Povodí Vltavy, státní podnik","3102-622729-70889953-3/1","České Budějovice - areál jezu České Vrbné - kanalizace",null,null,"České Budějovice","České Budějovice","kanalizace","Ing. Martin Kalač"]
["2023-12-18","2024-01-24","2024-02-21",null,null,"149762/2023","Resort České Žleby servisní s.r.o.","Resort České Žleby servisní s.r.o.","3109-755664-11858109-1/1","RVS Resort České Žleby",null,null,"Prachatice","České Žleby","vodovod","Ing. Martin Sellner"]
["2023-12-18","2024-01-24","2024-02-21",null,null,"149762/2023","Resort České Žleby servisní s.r.o.","Resort České Žleby servisní s.r.o.","3109-755664-11858109-2/1","Zdroje Resort České Žleby",null,null,"Prachatice","České Žleby","vodovod","Ing. Martin Sellner"]
["2024-01-25","2024-02-14","2024-03-05",null,null,"13758/2024","ČEVAK a.s.","Společenství vlastníků domu Lipno nad Vltavou 500, Společenství vlastníků jednotek domu Lipno nad Vltavou 502, Společenství vlastníků jednotek domu Lipno nad Vltavou 503, Společenství vlastníků jednotek domu Lipno nad Vltavou 507, Společenství vlastníků pro dům č.p. 509, Společenství vlastníků jednotek na parc. č. 55/85, obec a katastrální území Lipno nad Vltavou, Riviera Lipno s.r.o.","3103-684309-05715270-1/1","Lipno nad Vltavou - Riviera - vodovodní síť",null,null,"Český Krumlov","Lipno nad Vltavou","vodovod","Ing. Martin Kalač"]
["2024-01-25","2024-02-14","2024-03-05",null,null,"13758/2024","ČEVAK a.s.","Společenství vlastníků domu Lipno nad Vltavou 500, Společenství vlastníků jednotek domu Lipno nad Vltavou 502, Společenství vlastníků jednotek domu Lipno nad Vltavou 503, Společenství vlastníků jednotek domu Lipno nad Vltavou 507, Společenství vlastníků pro dům č.p. 509, Společenství vlastníků jednotek na parc. č. 55/85, obec a katastrální území Lipno nad Vltavou, Riviera Lipno s.r.o.","3103-684309-05715270-3/1","Lipno nad Vltavou - Riviera - stoková síť",null,null,"Český Krumlov","Lipno nad Vltavou","kanalizace","Ing. Martin Kalač"]
["2024-02-23","2024-04-18","2024-05-15",null,null,"27099/2024","Obec Zvěrotice","Obec Zvěrotice","3110-793825-00667323-3/1","Stoková síť Zvěrotice",null,null,"Soběslav","Zvěrotice","kanalizace","Ing. Radim Farkač"]
["2024-03-18","2024-04-22","2024-05-18",null,null,"37858/2024","Obec Pohorovice","Obec Pohorovice","3117-676721-00667773-1/1","Vodovod Pohorovice - Kloub",null,null,"Vodňany","Pohorovice","vodovod","Ing. Martin Sellner"]
["2024-03-18","2024-04-22","2024-05-18",null,null,"37858/2024","Obec Pohorovice","Obec Pohorovice","3117-676721-00667773-2/1","Vodní zdroje Pohorovice",null,null,"Vodňany","Pohorovice","vodovod","Ing. Martin Sellner"]
["2024-03-18","2024-04-22","2024-05-18",null,null,"37858/2024","Obec Pohorovice","Obec Pohorovice","3117-676721-00667773-3/1","Kanalizace Pohorovice - Kloub",null,null,"Vodňany","Pohorovice","kanalizace","Ing. Martin Sellner"]
["2024-03-21","2024-04-26","2024-05-14",null,null,"39864/2024","ČEVAK a.s.","Resort Hůrka s.r.o.","3103-643700-14021781-4/1","Hůrka - Lipno nádraží ČOV",null,null,"Český Krumlov","Horní Planá","kanalizace","Ing. Martn Kalač"]
["2024-04-09","2024-05-06","2024-05-22",null,null,"47070/2024","ČEVAK a.s.","Obec Krátošice","3112-647176-00582484-1/1","Krátošice - vodovodní síť",null,"zrušeno 1091/2025","Tábor","Krátošice","vodovod","Ing. Martin Kalač"]
["2024-05-27","2024-07-03","2024-07-31",null,null,"65626/2024","Obec Běleč","Obec Běleč","3112-601896-00582506-1/4","Přívodní řad Bzová - studny",null,null,"Tábor","Běleč","vodovod","Pavel Grup"]
["2024-05-27","2024-07-03","2024-07-31",null,null,"65626/2024","Obec Běleč","Obec Běleč","3112-601896-00582506-1/3","Přívodní řad od studní",null,null,"Tábor","Běleč","vodovod","Pavel Grup"]
["2024-05-27","2024-07-03","2024-07-31",null,null,"65626/2024","Obec Běleč","Obec Běleč","3112-601896-00582506-1/1","RVS Běleč",null,null,"Tábor","Běleč","vodovod","Pavel Grup"]
["2024-05-27","2024-07-03","2024-07-31",null,null,"65626/2024","Obec Běleč","Obec Běleč","3112-601896-00582506-1/2","RVS Bzová",null,null,"Tábor","Běleč","vodovod","Pavel Grup"]
["2024-07-02","2024-07-24","2024-08-10",null,null,"82557/2024","ČEVAK a.s.","Jihočeský kraj","3102-641618-70890650-3/1","České Budějovice - Jihočeské letiště - stoková síť",null,null,"České Budějovice","České Budějovice","kanalizace","Ing. Martin Kalač"]
["2024-09-04","2024-10-18","2024-11-07",null,null,"106728/2024","ČEVAK a.s.","Obec Rakovice","3108-623849-00512061-1/2","Rakovice - Hluboká Cesta - vodovodní síť",null,null,"Písek","Rakovice","vodovod","Ing. Martin Kalač"]
["2024-09-04","2024-10-18","2024-11-07",null,null,"106728/2024","ČEVAK a.s.","Obec Rakovice","3108-623849-00512061-3/2","Rakovice - Hluboká Cesta - stoková síť",null,null,"Písek","Rakovice","kanalizace","Ing. Martin Kalač"]
["2024-09-12","2024-10-29","2024-11-29",null,null,"110050/2024","Via Salis, s.r.o.","Reditelství silnis a dálnic s.p.","3108-623831-65993390-1/1","Přiváděcí řad Odpočívka Krsice",null,null,"Písek","Krsice","vodovod","Ing. Petr Vašek"]
["2024-09-12","2024-10-29","2024-11-29",null,null,"110050/2024","Via Salis, s.r.o.","Reditelství silnis a dálnic s.p.","3108-623831-65993390-1/2","Rozvodná vodovodní síť Odpočívka Krsice",null,null,"Písek","Krsice","vodovod","Ing. Petr Vašek"]
["2024-09-05","2024-10-30","2024-11-21",null,null,"107426/2024","Česká republika - Ministerstvo obrany","Česká republika - Ministerstvo obrany","3103-607151-60162694-1/1","PŘ ČS - VDJ Boletice",null,null,"Český Krumlov","Boletice","vodovod","Ing. Radek Mára"]
["2024-09-05","2024-10-30","2024-11-21",null,null,"107426/2024","Česká republika - Ministerstvo obrany","Česká republika - Ministerstvo obrany","3103-607151-60162694-1/2","RVS Boletice",null,null,"Český Krumlov","Boletice","vodovod","Ing. Radek Mára"]
["2024-09-05","2024-10-30","2024-11-21",null,null,"107426/2024","Česká republika - Ministerstvo obrany","Česká republika - Ministerstvo obrany","3103-607151-60162694-2/1","Boletice - vrty",null,null,"Český Krumlov","Boletice","vodovod","Ing. Radek Mára"]
["2024-09-05","2024-10-30","2024-11-21",null,null,"107426/2024","Česká republika - Ministerstvo obrany","Česká republika - Ministerstvo obrany","3103-930458-60162694-3/1","Stoková síť Boletice",null,null,"Český Krumlov","Boletice","kanalizace","Ing. Radek Mára"]
["2024-11-27","2024-12-17","2025-01-15",null,null,"139026/2024","Obec Čkyně","Obec Čkyně","3116-624217-00250384-1/1","Čkyně (přivaděč)",null,null,"Vimperk","Čkyně","vodovod","Ing. Martin Sellner"]
["2024-11-27","2024-12-17","2025-01-15",null,null,"139026/2024","Obec Čkyně","Obec Čkyně","3116-624217-00250384-1/2","Čkyně (RVS)",null,null,"Vimperk","Čkyně","vodovod","Ing. Martin Sellner"]
["2024-11-27","2024-12-17","2025-01-15",null,null,"139026/2024","Obec Čkyně","Obec Čkyně","3116-624276-00250384-1/1","Čkyně - Předenice (přivaděč)",null,null,"Vimperk","Čkyně","vodovod","Ing. Martin Sellner"]
["2024-11-27","2024-12-17","2025-01-15",null,null,"139026/2024","Obec Čkyně","Obec Čkyně","3116-624276-00250384-1/2","Čkyně - Předenice (RVS)",null,null,"Vimperk","Čkyně","vodovod","Ing. Martin Sellner"]
["2024-11-27","2024-12-17","2025-01-15",null,null,"139026/2024","Obec Čkyně","Obec Čkyně","3116-624241-00250384-1/1","Čkyně - Horosedly (přivaděč)",null,null,"Vimperk","Čkyně","vodovod","Ing. Martin Sellner"]
["2024-11-27","2024-12-17","2025-01-15",null,null,"139026/2024","Obec Čkyně","Obec Čkyně","3116-624241-00250384-1/2","Čkyně - Horosedly (RVS)",null,null,"Vimperk","Čkyně","vodovod","Ing. Martin Sellner"]
["2024-11-27","2024-12-17","2025-01-15",null,null,"139026/2024","Obec Čkyně","Obec Čkyně","3116-624268-00250384-1/1","Čkyně - Onšovice (přivaděč)",null,null,"Vimperk","Čkyně","vodovod","Ing. Martin Sellner"]
["2024-11-27","2024-12-17","2025-01-15",null,null,"139026/2024","Obec Čkyně","Obec Čkyně","3116-624268-00250384-1/2","Čkyně - Onšovice (RVS)",null,null,"Vimperk","Čkyně","vodovod","Ing. Martin Sellner"]
["2024-11-27","2024-12-17","2025-01-15",null,null,"139026/2024","Obec Čkyně","Obec Čkyně","3116-624225-00250384-1/1","Čkyně - Dolany (RVS)",null,null,"Vimperk","Čkyně","vodovod","Ing. Martin Sellner"]
["2024-11-27","2024-12-17","2025-01-15",null,null,"139026/2024","Obec Čkyně","Obec Čkyně","3116-624217-00250384-2/1","Čkyně (ÚV, zdroje)",null,null,"Vimperk","Čkyně","vodovod","Ing. Martin Sellner"]
["2024-11-27","2024-12-17","2025-01-15",null,null,"139026/2024","Obec Čkyně","Obec Čkyně","3116-624241-00250384-2/1","Čkyně - Horosedly (zdroje)",null,null,"Vimperk","Čkyně","vodovod","Ing. Martin Sellner"]
["2024-11-27","2024-12-17","2025-01-15",null,null,"139026/2024","Obec Čkyně","Obec Čkyně","3116-624268-00250384-2/1","Čkyně - Onšovice (zdroje)",null,null,"Vimperk","Čkyně","vodovod","Ing. Martin Sellner"]
["2024-11-27","2024-12-17","2025-01-15",null,null,"139026/2024","Obec Čkyně","Obec Čkyně","3116-624225-00250384-2/1","Čkyně - Dolany (zdroje)",null,null,"Vimperk","Čkyně","vodovod","Ing. Martin Sellner"]
["2024-11-27","2024-12-17","2025-01-15",null,null,"139026/2024","Obec Čkyně","Obec Čkyně","3116-624217-00250384-3/1","Čkyně (KS)",null,null,"Vimperk","Čkyně","kanalizace","Ing. Martin Sellner"]
["2024-11-27","2024-12-17","2025-01-15",null,null,"139026/2024","Obec Čkyně","Obec Čkyně","3116-624225-00250384-3/1","Čkyně - Dolany (KS)",null,null,"Vimperk","Čkyně","kanalizace","Ing. Martin Sellner"]
["2024-11-27","2024-12-17","2025-01-15",null,null,"139026/2024","Obec Čkyně","Obec Čkyně","3116-624276-00250384-3/1","Čkyně - Předenice (KS)",null,null,"Vimperk","Čkyně","kanalizace","Ing. Martin Sellner"]
["2024-11-27","2024-12-17","2025-01-15",null,null,"139026/2024","Obec Čkyně","Obec Čkyně","3116-624217-00250384-4/1","Čkyně - (ČOV)",null,null,"Vimperk","Čkyně","kanalizace","Ing. Martin Sellner"]
["2024-11-27","2024-12-17","2025-01-15",null,null,"139026/2024","Obec Čkyně","Obec Čkyně","3116-624284-00250384-1/1","Čkyně - Spůle (přivaděč)",null,null,"Vimperk","Čkyně","vodovod","Ing. Martin Sellner"]
["2024-11-27","2024-12-17","2025-01-15",null,null,"139026/2024","Obec Čkyně","Obec Čkyně","3116-624284-00250384-1/2","Čkyně - Spůle (RVS)",null,null,"Vimperk","Čkyně","vodovod","Ing. Martin Sellner"]
["2024-12-18","2025-01-15","2025-02-01",null,null,"148307/2024","ČEVAK a.s.","\"Lužnice\"","3114-636827-71204148-3/1","\"Lužnice\" - Dvory nad Lužnicí, Halámky - stoková síť",null,null,"Třeboň","Lužnice","kanalizace","Ing. Martin Kalaš"]
["2024-12-18","2025-01-15","2025-02-01",null,null,"148307/2024","ČEVAK a.s.","\"Lužnice\"","3114-633925-71204148-4/1","\"Lužnice\" - Dvory nad Lužnicí - ČOV",null,null,"Třeboň","Lužnice","kanalizace","Ing. Martin Kalaš"]
["2024-12-20","2025-01-22","2025-02-14",null,null,"149616/2024","Obec Krátošice","Obec Krátošice","3112-647176-00582484-1/1","Krátošice - vodovodní síť",null,"změna 137899/2025","Tábor","Krátošice","vodovod","Ing. Jiří Janovský"]
["2025-01-10","2025-02-03","2025-02-19",null,null,"3838/2025","ČEVAK a.s.","Obec Mazelov","3102-762440-00581453-1/1","Mazelov - vodovodní síť",null,null,"České Budějovice","Mazelov","vodovod","Ing. Martin Kalač"]
["2025-01-27","2025-02-28","2025-03-28",null,null,"13387/2025","Obec Truskovice","Obec Truskovice","3117-651125-00667889-1/1","RVS Truskovice",null,null,"Vodňany","Truskovice","vodovod","Petr Beran"]
["2025-01-27","2025-02-28","2025-03-28",null,null,"13387/2025","Obec Truskovice","Obec Truskovice","3117-651125-00667889-2/1","Vrty Truskovice",null,null,"Vodňany","Truskovice","vodovod","Petr Beran"]
["2025-01-27","2025-02-28","2025-03-28",null,null,"13387/2025","Obec Truskovice","Obec Truskovice","3117-651125-00667889-2/2","ÚV Truskovice",null,null,"Vodňany","Truskovice","vodovod","Petr Beran"]
["2025-01-27","2025-02-28","2025-03-28",null,null,"13387/2025","Obec Truskovice","Obec Truskovice","3117-651125-00667889-3/1","Stoková síť Truskovice",null,null,"Vodňany","Truskovice","kanalizace","Petr Beran"]
["2025-01-27","2025-02-28","2025-03-28",null,null,"13387/2025","Obec Truskovice","Obec Truskovice","3117-651125-00667889-4/1","ČOV Truskovice",null,null,"Vodňany","Truskovice","kanalizace","Petr Beran"]
["2025-02-13","2025-03-17","2025-04-08",null,null,"20810/2025","Obec Mnichov","Obec Mnichov","3111-697443-00667714-1/1","vodovod Mnichov",null,null,"Strakonice","Mnichov","vodovod","Ing. Luděk Míka"]
["2025-02-13","2025-03-17","2025-04-08",null,null,"20810/2025","Obec Mnichov","Obec Mnichov","3111-697443-00667714-2/1","zdroje Mnichov",null,null,"Strakonice","Mnichov","vodovod","Ing. Luděk Míka"]
["2025-03-31","2025-04-16","2025-05-08",null,null,"42169/2025","Armádní Servisní, příspěvková organizace","Armádní Servisní, příspěvková organizace","3103-607151-60460580-4/1","ČOV Boletice",null,null,"Český Krumlov","Boletice","kanalizace","Ing. Jan Dušek"]
["2025-06-04","2025-06-23","2025-07-13",null,null,"68760/2025","PRVOK s.r.o.","Spolek pro rozvoj Jenišova","3103-643700-49019961-3/1","Kanalizace Jenišov",null,null,"Český Krumlov","Horní Planá","kanalizace","Ing. Radek Mára"]
["2025-07-02","2025-07-24","2025-08-14",null,null,"80086/2025","Obec Horní Kněžeklady","Obec Horní Kněžeklady","3115-763829-00581330-1/1","Vodovod Štipoklasy - přiváděcí řad",null,null,"Týn nad Vltavou","Horní Kněžeklady","vodovod","Ing. Kamil Rucký"]
["2025-07-02","2025-07-24","2025-08-14",null,null,"80086/2025","Obec Horní Kněžeklady","Obec Horní Kněžeklady","3115-763829-00581330-1/2","Vodovod Štipoklasy - rozvodná vodovodní síť",null,null,"Týn nad Vltavou","Horní Kněžeklady","vodovod","Ing. Kamil Rucký"]
["2025-07-02","2025-07-24","2025-08-14",null,null,"80086/2025","Obec Horní Kněžeklady","Obec Horní Kněžeklady","3115-797073-00581330-1/1","Vodovod Horní a Dolní Kněžeklady - přiváděcí řad",null,null,"Týn nad Vltavou","Horní Kněžeklady","vodovod","Ing. Kamil Rucký"]
["2025-07-02","2025-07-24","2025-08-14",null,null,"80086/2025","Obec Horní Kněžeklady","Obec Horní Kněžeklady","3115-763829-00581330-1/3","Vodovod Horní a Dolní Kněžeklady - rozvodná vodovodní síť",null,null,"Týn nad Vltavou","Horní Kněžeklady","vodovod","Ing. Kamil Rucký"]
["2025-08-01","2025-08-25","2025-09-10",null,null,"91531/2025","Obec Žárovná","Obec Žárovná","3116-794686-00583413-1/1","Vodovod Žárovná",null,null,"Vimperk","Žárovná","vodovod","Ing. Martin Sellner"]
["2025-08-01","2025-08-25","2025-09-10",null,null,"91531/2025","Obec Žárovná","Obec Žárovná","3116-794686-00583413-2/1","Vodní zdroj Žárovná",null,null,"Vimperk","Žárovná","vodovod","Ing. Martin Sellner"]
["2025-08-14","2025-09-16","2025-10-03",null,null,"94962/2025","ČEVAK a.s.","Strážný potok s.r.o.","3102-685178-08844704-1/1","Lišov - ZTV Čankov - vodovodní síť",null,null,"České Budějovice","Lišov","vodovod","Ing. Martin Kalač"]
["2025-08-14","2025-09-16","2025-10-03",null,null,"94962/2025","ČEVAK a.s.","Strážný potok s.r.o.","3102-685178-08844704-3/1","Lišov - ZTV Čankov - stoková síť",null,null,"České Budějovice","Lišov","kanalizace","Ing. Martin Kalač"]
["2025-10-22","2025-12-01","2025-12-20",null,null,"120033/2025","Obec Nebřehovice","Obec Nebřehovice","3111-701840-00667722-1/1","RVS Nebřehovice",null,null,"Strakonice","Nebřehovice","vodovod","Ing. Michal Hokr"]
["2025-10-22","2025-12-01","2025-12-20",null,null,"120033/2025","Obec Nebřehovice","Obec Nebřehovice","3111-701840-00667722-3/1","Stoková síť Nebřehovice",null,null,"Strakonice","Nebřehovice","kanalizace","Ing. Michal Hokr"]
["2025-10-22","2025-12-01","2025-12-20",null,null,"120033/2025","Obec Nebřehovice","Obec Nebřehovice","3111-701840-00667722-2/1","VDJ Zadní Ptákovice",null,null,"Strakonice","Nebřehovice","vodovod","Ing. Michal Hokr"]
["2025-10-22","2025-12-01","2025-12-20",null,null,"120033/2025","Obec Nebřehovice","Obec Nebřehovice","3111-701858-00667722-1/1","PŘ Zadní Ptákovice",null,null,"Strakonice","Nebřehovice","vodovod","Ing. Michal Hokr"]
["2025-10-31","2025-12-04","2025-12-05",null,null,"122543/2025","Obec Halámky","Obec Halámky","3114-636827-00666386-1/1","RVS Halámky",null,null,"Třeboň","Halámky","vodovod","Ing. Kamil Rucký"]
["2025-11-27","2025-12-08","2025-12-09",null,null,"132951/2025","Develop Delta s.r.o.","Develop Delta s.r.o.","3102-741612-05451159-3/1","Kanalizace ZTV Roudné",null,null,"České Budějovice","Roudné","kanalizace","Ing. Igor Kasalický"]

{"sheet":"List2","index":1,"n_rows":0,"n_cols":0,"rows_kept":0,"cut":false,"hidden":false,"merged":[]}

{"sheet":"List3","index":2,"n_rows":0,"n_cols":0,"rows_kept":0,"cut":false,"hidden":false,"merged":[]}